## Cover
Manual for Insulation Monitoring System
Display of MELSEC-Q Series
( Insulation Monitoring Module QE82LG )
[Supplemental Document (Device List)]
MITSUBISHI ELECTRIC CORPORATION

## Table of Contents
[Supplemental Document (Device List)]
Table of Contents
| 1 | Basic Data Area Device List |  |  | P.1
| 2 | Graph Display Monitoring Device List |  |  | P.2
|  |  | 2.1 | GOT | P.2
|  |  | 2.2 | Data Table CH1 Io (Present) | P.6
|  |  | 2.3 | Data Table CH1 Io (Past) | P.10
|  |  | 2.4 | Data Table CH1 Ior (Present) | P.14
|  |  | 2.5 | Data Table CH1 Ior (Past) | P.18
|  |  | 2.6 | Data Table CH2 Io (Present) | P.22
|  |  | 2.7 | Data Table CH2 Io (Past) | P.26
|  |  | 2.8 | Data Table CH2 Ior (Present) | P.30
|  |  | 2.9 | Data Table CH2 Ior (Past) | P.34
| 3 | Alarm Occurrence Count Display Device List |  |  | P.38

## Basic Data Area
1. Basic Data Area Device List
■ Common
Base Screen Common
| GD9011 | Main display, screen title comment |  | GD9101 | Present value display comment |  | GD9201 | Graph display comment |  | GD9301 | Alarm count display comment |  | GD9401 | Parameter setting comment
| ZR17060 | Present date/time (year) |  | GD9102 |  |  | GD9202 | Title comment switching |  | GD9302 | Title comment switching |  | GD9402
| ZR17061 | Present date/time (month) |  | GD9103 |  |  | GD9203 |  |  | GD9303 |  |  | GD9403
| ZR17062 | Present date/time (day) |  | GD9104 |  |  | GD9204 |  |  | GD9304 |  |  | GD9404
| ZR17063 | Present date/time (hour) |  | GD9105 |  |  | GD9205 |  |  | GD9305 |  |  | GD9405
| ZR17064 | Present date/time (minute) |  | GD9106 |  |  | GD9206 |  |  | GD9306 |  |  | GD9406
| ZR17065 | Present date/time (second) |  | GD9107 |  |  | GD9207 |  |  | GD9307 |  |  | GD9407
| ZR17066 | Present date/time (day of week) |  | GD9108 |  |  | GD9208 |  |  | GD9308 |  |  | GD9408
| GD9019 |  |  | GD9109 |  |  | GD9209 |  |  | GD9309 |  |  | GD9409
Window Screen Common
| ZR17080 | Alarm history comment |  | GD9601 | OverlapW comment |  | GD9611 | Line graph upper limit value |  | GD9621 | Bar graph upper limit value
| GD9502 |  |  | GD9602 |  |  | GD9612 | Line graph lower limit value |  | GD9622 | Bar graph lower limit value
| GD9503 |  |  | GD9603 |  |  | GD9613 | 1st stage alarm value |  | GD9623
| GD9504 |  |  | GD9604 |  |  | GD9614 | 2nd stage alarm value |  | GD9624
| GD9505 |  |  | GD9605 |  |  | GD9615 |  |  | GD9625
| GD9506 |  |  | GD9606 |  |  | GD9616 |  |  | GD9626
| GD9507 |  |  | GD9607 |  |  | GD9617 |  |  | GD9627
| GD9508 |  |  | GD9608 |  |  | GD9618 |  |  | GD9628
| GD9509 |  |  | GD9609 |  |  | GD9619 |  |  | GD9629
■ Present Value Display
| CH | Measurement Element | Present Value | Maximum Value | Occurred Date/Time | [6 empty] | Alarm Status 1 | Alarm Status 2 | Alarm Reset
[5 empty] | Year | Month | Day | Hour | Minute | Second | Day of Week
| CH1 | Io | GD4100 | GD4101 | GD4102 | GD4103 | GD4104 | GD4105 | GD4106 | GD4107 | GD4108 | GB2101 | GB2102 | GB2110
|  | Ior | GD4150 | GD4151 | GD4152 | GD4153 | GD4154 | GD4155 | GD4156 | GD4157 | GD4158 | GB2103 | GB2104
| CH2 | Io | GD4200 | GD4201 | GD4202 | GD4203 | GD4204 | GD4205 | GD4206 | GD4207 | GD4208 | GB2105 | GB2106 | GB2111
|  | Ior | GD4250 | GD4251 | GD4252 | GD4253 | GD4254 | GD4255 | GD4256 | GD4257 | GD4258 | GB2107 | GB2108
| ■ Graph Display |  | GD4105 GD4155 GD4205 GD4255: ■ Parameter Setting
| Display Information |  | GD4100 GD4150 GD4200 GD4250: Yearly; GD4101 GD4151 GD4201 GD4251: Monthly; GD4102 GD4152 GD4202 GD4252: Daily; GD4103 GD4153 GD4203 GD4253: Hourly; GD4105 GD4155 GD4205 GD4255: Setting Information; GD4108 GD4158 GD4208 GD4258: Dev
| Present Value |  | GD4100 GD4150 GD4200 GD4250: GD5000; GD4101 GD4151 GD4201 GD4251: GD5800; GD4102 GD4152 GD4202 GD4252: GD6200; GD4103 GD4153 GD4203 GD4253: GD6600; GD4105 GD4155 GD4205 GD4255: Phase Wire System; GD4108 GD4158 GD4208 GD4258: GD7600
| Maximum Value |  | GD4100 GD4150 GD4200 GD4250: GD5001; GD4101 GD4151 GD4201 GD4251: GD5801; GD4102 GD4152 GD4202 GD4252: GD6201; GD4103 GD4153 GD4203 GD4253: GD6601
| Display Date/Time (Year) |  | GD5002 | GD5802 | GD6202 | GD6602 |  | Io1 | Primary Alarm Value |  | GD7700
| Display Date/Time (Month) |  | GD4100 GD4150 GD4200 GD4250: GD5003; GD4101 GD4151 GD4201 GD4251: GD5803; GD4102 GD4152 GD4202 GD4252: GD6203; GD4103 GD4153 GD4203 GD4253: GD6603; GD4106 GD4156 GD4206 GD4256: Primary Alarm RST Value; GD4108 GD4158 GD4208 GD4258: GD7701
| Display Date/Time (Day) |  | GD4100 GD4150 GD4200 GD4250: GD5004; GD4101 GD4151 GD4201 GD4251: GD5804; GD4102 GD4152 GD4202 GD4252: GD6204; GD4103 GD4153 GD4203 GD4253: GD6604; GD4106 GD4156 GD4206 GD4256: Primary Alarm Delay Time; GD4108 GD4158 GD4208 GD4258: GD7702
| Display Date/Time (Hour) |  | GD4100 GD4150 GD4200 GD4250: GD5005; GD4101 GD4151 GD4201 GD4251: GD5805; GD4102 GD4152 GD4202 GD4252: GD6205; GD4103 GD4153 GD4203 GD4253: GD6605; GD4106 GD4156 GD4206 GD4256: Secondary Alarm Value; GD4108 GD4158 GD4208 GD4258: GD7703
| Display Date/Time (Minute) |  | GD4100 GD4150 GD4200 GD4250: GD5006; GD4101 GD4151 GD4201 GD4251: GD5806; GD4102 GD4152 GD4202 GD4252: GD6206; GD4103 GD4153 GD4203 GD4253: GD6606; GD4106 GD4156 GD4206 GD4256: Secondary Alarm RST Value; GD4108 GD4158 GD4208 GD4258: GD7704
| Display Date/Time (Second) |  | GD4100 GD4150 GD4200 GD4250: GD5007; GD4101 GD4151 GD4201 GD4251: GD5807; GD4102 GD4152 GD4202 GD4252: GD6207; GD4103 GD4153 GD4203 GD4253: GD6607; GD4106 GD4156 GD4206 GD4256: Secondary Alarm Delay Time; GD4108 GD4158 GD4208 GD4258: GD7705
| Display Date/Time (Day of Week) |  | GD5008 | GD5808 | GD6208 | GD6608 |  | Ior1 | Primary Alarm Value |  | GD7750
| Primary Alarm Value |  | GD4100 GD4150 GD4200 GD4250: GD5010; GD4101 GD4151 GD4201 GD4251: GD5810; GD4102 GD4152 GD4202 GD4252: GD6210; GD4103 GD4153 GD4203 GD4253: GD6610; GD4106 GD4156 GD4206 GD4256: Primary Alarm RST Value; GD4108 GD4158 GD4208 GD4258: GD7751
| Secondary Alarm Value |  | GD4100 GD4150 GD4200 GD4250: GD5012; GD4101 GD4151 GD4201 GD4251: GD5812; GD4102 GD4152 GD4202 GD4252: GD6212; GD4103 GD4153 GD4203 GD4253: GD6612; GD4106 GD4156 GD4206 GD4256: Primary Alarm Delay Time; GD4108 GD4158 GD4208 GD4258: GD7752
[9 empty] | Secondary Alarm Value |  | GD7753
| Line_Lower Limit Value |  | GD4100 GD4150 GD4200 GD4250: GD5050; GD4101 GD4151 GD4201 GD4251: GD5850; GD4102 GD4152 GD4202 GD4252: GD6250; GD4103 GD4153 GD4203 GD4253: GD6650; GD4106 GD4156 GD4206 GD4256: Secondary Alarm RST Value; GD4108 GD4158 GD4208 GD4258: GD7754
| Line_Upper Limit Value |  | GD4100 GD4150 GD4200 GD4250: GD5051; GD4101 GD4151 GD4201 GD4251: GD5851; GD4102 GD4152 GD4202 GD4252: GD6251; GD4103 GD4153 GD4203 GD4253: GD6651; GD4106 GD4156 GD4206 GD4256: Secondary Alarm Delay Time; GD4108 GD4158 GD4208 GD4258: GD7755
[8 empty] | Io2 | Primary Alarm Value |  | GD7800
| Line_Primary Alarm 1 |  | GD4100 GD4150 GD4200 GD4250: GD5060; GD4101 GD4151 GD4201 GD4251: GD5860; GD4102 GD4152 GD4202 GD4252: GD6260; GD4103 GD4153 GD4203 GD4253: GD6660; GD4106 GD4156 GD4206 GD4256: Primary Alarm RST Value; GD4108 GD4158 GD4208 GD4258: GD7801
| Line_Primary Alarm 2 |  | GD4100 GD4150 GD4200 GD4250: GD5061; GD4101 GD4151 GD4201 GD4251: GD5861; GD4102 GD4152 GD4202 GD4252: GD6261; GD4103 GD4153 GD4203 GD4253: GD6661; GD4106 GD4156 GD4206 GD4256: Primary Alarm Delay Time; GD4108 GD4158 GD4208 GD4258: GD7802
| Line_Secondary Alarm 1 |  | GD4100 GD4150 GD4200 GD4250: GD5062; GD4101 GD4151 GD4201 GD4251: GD5862; GD4102 GD4152 GD4202 GD4252: GD6262; GD4103 GD4153 GD4203 GD4253: GD6662; GD4106 GD4156 GD4206 GD4256: Secondary Alarm Value; GD4108 GD4158 GD4208 GD4258: GD7803
| Line_Secondary Alarm 2 |  | GD4100 GD4150 GD4200 GD4250: GD5063; GD4101 GD4151 GD4201 GD4251: GD5863; GD4102 GD4152 GD4202 GD4252: GD6263; GD4103 GD4153 GD4203 GD4253: GD6663; GD4106 GD4156 GD4206 GD4256: Secondary Alarm RST Value; GD4108 GD4158 GD4208 GD4258: GD7804
[9 empty] | Secondary Alarm Delay Time |  | GD7805
[8 empty] | Ior2 | Primary Alarm Value |  | GD7850
[9 empty] | Primary Alarm RST Value |  | GD7851
| Graph Type_Switching |  | GD4100 GD4150 GD4200 GD4250: GD5070; GD4101 GD4151 GD4201 GD4251: GD5870; GD4102 GD4152 GD4202 GD4252: GD6270; GD4103 GD4153 GD4203 GD4253: GD6670; GD4106 GD4156 GD4206 GD4256: Primary Alarm Delay Time; GD4108 GD4158 GD4208 GD4258: GD7852
[9 empty] | Secondary Alarm Value |  | GD7853
| Graph Period Switching |  | GD4100 GD4150 GD4200 GD4250: GD5072; GD4101 GD4151 GD4201 GD4251: GD5872; GD4102 GD4152 GD4202 GD4252: GD6272; GD4103 GD4153 GD4203 GD4253: GD6672; GD4106 GD4156 GD4206 GD4256: Secondary Alarm RST Value; GD4108 GD4158 GD4208 GD4258: GD7854
[9 empty] | Secondary Alarm Delay Time |  | GD7855
| Graph Memory (1) |  | GD4100 GD4150 GD4200 GD4250: GD5080; GD4101 GD4151 GD4201 GD4251: GD5880; GD4102 GD4152 GD4202 GD4252: GD6280; GD4103 GD4153 GD4203 GD4253: GD6680
| Graph Memory (2) |  | GD4100 GD4150 GD4200 GD4250: GD5081; GD4101 GD4151 GD4201 GD4251: GD5881; GD4102 GD4152 GD4202 GD4252: GD6281; GD4103 GD4153 GD4203 GD4253: GD6681
| Graph Memory (3) |  | GD4100 GD4150 GD4200 GD4250: GD5082; GD4101 GD4151 GD4201 GD4251: GD5882; GD4102 GD4152 GD4202 GD4252: GD6282; GD4103 GD4153 GD4203 GD4253: GD6682
| Graph Memory (4) |  | GD4100 GD4150 GD4200 GD4250: GD5083; GD4101 GD4151 GD4201 GD4251: GD5883; GD4102 GD4152 GD4202 GD4252: GD6283; GD4103 GD4153 GD4203 GD4253: GD6683
| Graph Memory (5) |  | GD4100 GD4150 GD4200 GD4250: GD5084; GD4101 GD4151 GD4201 GD4251: GD5884; GD4102 GD4152 GD4202 GD4252: GD6284; GD4103 GD4153 GD4203 GD4253: GD6684
| Primary Alarm Value |  | GD4100 GD4150 GD4200 GD4250: GD5090; GD4101 GD4151 GD4201 GD4251: GD5890; GD4102 GD4152 GD4202 GD4252: GD6290; GD4103 GD4153 GD4203 GD4253: GD6690
| Secondary Alarm Value |  | GD4100 GD4150 GD4200 GD4250: GD5092; GD4101 GD4151 GD4201 GD4251: GD5892; GD4102 GD4152 GD4202 GD4252: GD6292; GD4103 GD4153 GD4203 GD4253: GD6692
| GraphScaleOffset |  | GD4100 GD4150 GD4200 GD4250: GD5020
■ Alarm Occurrence Count Display
| Display Information |  | GD4100 GD4150 GD4200 GD4250: Dev; GD4101 GD4151 GD4201 GD4251: Io; GD4104 GD4154 GD4204 GD4254: Ioｒ
|  |  |  | Display Information |  | Dev | Display Information |  | Dev
| - |  | GD4100 GD4150 GD4200 GD4250: GD7000; GD4101 GD4151 GD4201 GD4251: Scale 1; GD4103 GD4153 GD4203 GD4253: GD7100; GD4104 GD4154 GD4204 GD4254: Scale 1; GD4106 GD4156 GD4206 GD4256: GD7200
| - |  | GD4100 GD4150 GD4200 GD4250: GD7001; GD4101 GD4151 GD4201 GD4251: Scale 2; GD4103 GD4153 GD4203 GD4253: GD7102; GD4104 GD4154 GD4204 GD4254: Scale 2; GD4106 GD4156 GD4206 GD4256: GD7202
| Display Date/Time (Year) |  | GD4100 GD4150 GD4200 GD4250: GD7002; GD4101 GD4151 GD4201 GD4251: Scale 3; GD4103 GD4153 GD4203 GD4253: GD7104; GD4104 GD4154 GD4204 GD4254: Scale 3; GD4106 GD4156 GD4206 GD4256: GD7204
| Display Date/Time (Month) |  | GD4100 GD4150 GD4200 GD4250: GD7003; GD4101 GD4151 GD4201 GD4251: Scale 4; GD4103 GD4153 GD4203 GD4253: GD7106; GD4104 GD4154 GD4204 GD4254: Scale 4; GD4106 GD4156 GD4206 GD4256: GD7206
| Display Date/Time (Day) |  | GD4100 GD4150 GD4200 GD4250: GD7004; GD4101 GD4151 GD4201 GD4251: Scale 5; GD4103 GD4153 GD4203 GD4253: GD7108; GD4104 GD4154 GD4204 GD4254: Scale 5; GD4106 GD4156 GD4206 GD4256: GD7208
| Display Date/Time (Hour) |  | GD4100 GD4150 GD4200 GD4250: GD7005; GD4101 GD4151 GD4201 GD4251: Primary Alarm Value; GD4103 GD4153 GD4203 GD4253: GD7110; GD4104 GD4154 GD4204 GD4254: Primary Alarm Value; GD4106 GD4156 GD4206 GD4256: GD7210
| Display Date/Time (Minute) |  | GD4100 GD4150 GD4200 GD4250: GD7006; GD4101 GD4151 GD4201 GD4251: Primary Alarm Count 1; GD4103 GD4153 GD4203 GD4253: GD7120; GD4104 GD4154 GD4204 GD4254: Primary Alarm Count 1; GD4106 GD4156 GD4206 GD4256: GD7220
| Display Date/Time (Second) |  | GD4100 GD4150 GD4200 GD4250: GD7007; GD4101 GD4151 GD4201 GD4251: Primary Alarm Count 2; GD4103 GD4153 GD4203 GD4253: GD7122; GD4104 GD4154 GD4204 GD4254: Primary Alarm Count 2; GD4106 GD4156 GD4206 GD4256: GD7222
| Display Date/Time (Day of Week) |  | GD4100 GD4150 GD4200 GD4250: GD7008; GD4101 GD4151 GD4201 GD4251: Primary Alarm Count 3; GD4103 GD4153 GD4203 GD4253: GD7124; GD4104 GD4154 GD4204 GD4254: Primary Alarm Count 3; GD4106 GD4156 GD4206 GD4256: GD7224
|  |  |  | Primary Alarm Count 4 |  | GD7126 | Primary Alarm Count 4 |  | GD7226
| Io Primary Upper Limit Value |  | GD4100 GD4150 GD4200 GD4250: GD7020; GD4101 GD4151 GD4201 GD4251: Primary Alarm Count 5; GD4103 GD4153 GD4203 GD4253: GD7128; GD4104 GD4154 GD4204 GD4254: Primary Alarm Count 5; GD4106 GD4156 GD4206 GD4256: GD7228
| Io Secondary Upper Limit Value |  | GD4100 GD4150 GD4200 GD4250: GD7022; GD4101 GD4151 GD4201 GD4251: Primary Alarm Count 6; GD4103 GD4153 GD4203 GD4253: GD7130; GD4104 GD4154 GD4204 GD4254: Primary Alarm Count 6; GD4106 GD4156 GD4206 GD4256: GD7230
| Ior Primary Upper Limit Value |  | GD4100 GD4150 GD4200 GD4250: GD7024; GD4101 GD4151 GD4201 GD4251: Primary Alarm Count 7; GD4103 GD4153 GD4203 GD4253: GD7132; GD4104 GD4154 GD4204 GD4254: Primary Alarm Count 7; GD4106 GD4156 GD4206 GD4256: GD7232
| Ior Secondary Upper Limit Value |  | GD4100 GD4150 GD4200 GD4250: GD7026; GD4101 GD4151 GD4201 GD4251: Primary Alarm Count 8; GD4103 GD4153 GD4203 GD4253: GD7134; GD4104 GD4154 GD4204 GD4254: Primary Alarm Count 8; GD4106 GD4156 GD4206 GD4256: GD7234
|  |  |  | Primary Alarm Count 9 |  | GD7136 | Primary Alarm Count 9 |  | GD7236
|  |  |  | Primary Alarm Count 10 |  | GD7138 | Primary Alarm Count 10 |  | GD7238
| Graph Type_CH1 |  | GD4100 GD4150 GD4200 GD4250: GB2800; GD4101 GD4151 GD4201 GD4251: Primary Alarm Count 11; GD4103 GD4153 GD4203 GD4253: GD7140; GD4104 GD4154 GD4204 GD4254: Primary Alarm Count 11; GD4106 GD4156 GD4206 GD4256: GD7240
| Graph Type_CH2 |  | GD4100 GD4150 GD4200 GD4250: GB2801; GD4101 GD4151 GD4201 GD4251: Primary Alarm Count 12; GD4103 GD4153 GD4203 GD4253: GD7142; GD4104 GD4154 GD4204 GD4254: Primary Alarm Count 12; GD4106 GD4156 GD4206 GD4256: GD7242
|  |  |  | Scale 1 |  | GD7150 | Scale 1 |  | GD7250
|  |  |  | Scale 2 |  | GD7152 | Scale 2 |  | GD7252
|  |  |  | Scale 3 |  | GD7154 | Scale 3 |  | GD7254
|  |  |  | Scale 4 |  | GD7156 | Scale 4 |  | GD7256
|  |  |  | Scale 5 |  | GD7158 | Scale 5 |  | GD7258
|  |  |  | Secondary Alarm Value |  | GD7160 | Secondary Alarm Value |  | GD7260
|  |  |  | Secondary Alarm Count 1 |  | GD7170 | Secondary Alarm Count 1 |  | GD7270
|  |  |  | Secondary Alarm Count 2 |  | GD7172 | Secondary Alarm Count 2 |  | GD7272
|  |  |  | Secondary Alarm Count 3 |  | GD7174 | Secondary Alarm Count 3 |  | GD7274
|  |  |  | Secondary Alarm Count 4 |  | GD7176 | Secondary Alarm Count 4 |  | GD7276
|  |  |  | Secondary Alarm Count 5 |  | GD7178 | Secondary Alarm Count 5 |  | GD7278
|  |  |  | Secondary Alarm Count 6 |  | GD7180 | Secondary Alarm Count 6 |  | GD7280
|  |  |  | Secondary Alarm Count 7 |  | GD7182 | Secondary Alarm Count 7 |  | GD7282
|  |  |  | Secondary Alarm Count 8 |  | GD7184 | Secondary Alarm Count 8 |  | GD7284
|  |  |  | Secondary Alarm Count 9 |  | GD7186 | Secondary Alarm Count 9 |  | GD7286
|  |  |  | Secondary Alarm Count 10 |  | GD7188 | Secondary Alarm Count 10 |  | GD7288
|  |  |  | Secondary Alarm Count 11 |  | GD7190 | Secondary Alarm Count 11 |  | GD7290
|  |  |  | Secondary Alarm Count 12 |  | GD7192 | Secondary Alarm Count 12 |  | GD7292

## Line chart
2. Graph Display Monitoring Device List
2.1 GOT
■ Hourly Graph
Data to collect | Dev | No. | Data to collect | Dev | No. | Data to collect | Dev | No. | Data to collect | Dev | No. | Data to collect | Dev
1s | GD10000 | 1 | 10s | GD11000 | 95 | 950s | GD11094 | 189 | 1890s | GD11188 | 283 | 2830s | GD11282
2s | GD10001 | 2 | 20s | GD11001 | 96 | 960s | GD11095 | 190 | 1900s | GD11189 | 284 | 2840s | GD11283
3s | GD10002 | 3 | 30s | GD11002 | 97 | 970s | GD11096 | 191 | 1910s | GD11190 | 285 | 2850s | GD11284
4s | GD10003 | 4 | 40s | GD11003 | 98 | 980s | GD11097 | 192 | 1920s | GD11191 | 286 | 2860s | GD11285
5s | GD10004 | 5 | 50s | GD11004 | 99 | 990s | GD11098 | 193 | 1930s | GD11192 | 287 | 2870s | GD11286
6s | GD10005 | 6 | 60s | GD11005 | 100 | 1000s | GD11099 | 194 | 1940s | GD11193 | 288 | 2880s | GD11287
7s | GD10006 | 7 | 70s | GD11006 | 101 | 1010s | GD11100 | 195 | 1950s | GD11194 | 289 | 2890s | GD11288
8s | GD10007 | 8 | 80s | GD11007 | 102 | 1020s | GD11101 | 196 | 1960s | GD11195 | 290 | 2900s | GD11289
9s | GD10008 | 9 | 90s | GD11008 | 103 | 1030s | GD11102 | 197 | 1970s | GD11196 | 291 | 2910s | GD11290
10s | GD10009 | 10 | 100s | GD11009 | 104 | 1040s | GD11103 | 198 | 1980s | GD11197 | 292 | 2920s | GD11291
11s | GD10010 | 11 | 110s | GD11010 | 105 | 1050s | GD11104 | 199 | 1990s | GD11198 | 293 | 2930s | GD11292
12s | GD10011 | 12 | 120s | GD11011 | 106 | 1060s | GD11105 | 200 | 2000s | GD11199 | 294 | 2940s | GD11293
13s | GD10012 | 13 | 130s | GD11012 | 107 | 1070s | GD11106 | 201 | 2010s | GD11200 | 295 | 2950s | GD11294
14s | GD10013 | 14 | 140s | GD11013 | 108 | 1080s | GD11107 | 202 | 2020s | GD11201 | 296 | 2960s | GD11295
15s | GD10014 | 15 | 150s | GD11014 | 109 | 1090s | GD11108 | 203 | 2030s | GD11202 | 297 | 2970s | GD11296
16s | GD10015 | 16 | 160s | GD11015 | 110 | 1100s | GD11109 | 204 | 2040s | GD11203 | 298 | 2980s | GD11297
17s | GD10016 | 17 | 170s | GD11016 | 111 | 1110s | GD11110 | 205 | 2050s | GD11204 | 299 | 2990s | GD11298
18s | GD10017 | 18 | 180s | GD11017 | 112 | 1120s | GD11111 | 206 | 2060s | GD11205 | 300 | 3000s | GD11299
19s | GD10018 | 19 | 190s | GD11018 | 113 | 1130s | GD11112 | 207 | 2070s | GD11206 | 301 | 3010s | GD11300
20s | GD10019 | 20 | 200s | GD11019 | 114 | 1140s | GD11113 | 208 | 2080s | GD11207 | 302 | 3020s | GD11301
21s | GD10020 | 21 | 210s | GD11020 | 115 | 1150s | GD11114 | 209 | 2090s | GD11208 | 303 | 3030s | GD11302
22s | GD10021 | 22 | 220s | GD11021 | 116 | 1160s | GD11115 | 210 | 2100s | GD11209 | 304 | 3040s | GD11303
23s | GD10022 | 23 | 230s | GD11022 | 117 | 1170s | GD11116 | 211 | 2110s | GD11210 | 305 | 3050s | GD11304
24s | GD10023 | 24 | 240s | GD11023 | 118 | 1180s | GD11117 | 212 | 2120s | GD11211 | 306 | 3060s | GD11305
25s | GD10024 | 25 | 250s | GD11024 | 119 | 1190s | GD11118 | 213 | 2130s | GD11212 | 307 | 3070s | GD11306
26s | GD10025 | 26 | 260s | GD11025 | 120 | 1200s | GD11119 | 214 | 2140s | GD11213 | 308 | 3080s | GD11307
27s | GD10026 | 27 | 270s | GD11026 | 121 | 1210s | GD11120 | 215 | 2150s | GD11214 | 309 | 3090s | GD11308
28s | GD10027 | 28 | 280s | GD11027 | 122 | 1220s | GD11121 | 216 | 2160s | GD11215 | 310 | 3100s | GD11309
29s | GD10028 | 29 | 290s | GD11028 | 123 | 1230s | GD11122 | 217 | 2170s | GD11216 | 311 | 3110s | GD11310
30s | GD10029 | 30 | 300s | GD11029 | 124 | 1240s | GD11123 | 218 | 2180s | GD11217 | 312 | 3120s | GD11311
31s | GD10030 | 31 | 310s | GD11030 | 125 | 1250s | GD11124 | 219 | 2190s | GD11218 | 313 | 3130s | GD11312
32s | GD10031 | 32 | 320s | GD11031 | 126 | 1260s | GD11125 | 220 | 2200s | GD11219 | 314 | 3140s | GD11313
33s | GD10032 | 33 | 330s | GD11032 | 127 | 1270s | GD11126 | 221 | 2210s | GD11220 | 315 | 3150s | GD11314
34s | GD10033 | 34 | 340s | GD11033 | 128 | 1280s | GD11127 | 222 | 2220s | GD11221 | 316 | 3160s | GD11315
35s | GD10034 | 35 | 350s | GD11034 | 129 | 1290s | GD11128 | 223 | 2230s | GD11222 | 317 | 3170s | GD11316
36s | GD10035 | 36 | 360s | GD11035 | 130 | 1300s | GD11129 | 224 | 2240s | GD11223 | 318 | 3180s | GD11317
37s | GD10036 | 37 | 370s | GD11036 | 131 | 1310s | GD11130 | 225 | 2250s | GD11224 | 319 | 3190s | GD11318
38s | GD10037 | 38 | 380s | GD11037 | 132 | 1320s | GD11131 | 226 | 2260s | GD11225 | 320 | 3200s | GD11319
39s | GD10038 | 39 | 390s | GD11038 | 133 | 1330s | GD11132 | 227 | 2270s | GD11226 | 321 | 3210s | GD11320
40s | GD10039 | 40 | 400s | GD11039 | 134 | 1340s | GD11133 | 228 | 2280s | GD11227 | 322 | 3220s | GD11321
41s | GD10040 | 41 | 410s | GD11040 | 135 | 1350s | GD11134 | 229 | 2290s | GD11228 | 323 | 3230s | GD11322
42s | GD10041 | 42 | 420s | GD11041 | 136 | 1360s | GD11135 | 230 | 2300s | GD11229 | 324 | 3240s | GD11323
43s | GD10042 | 43 | 430s | GD11042 | 137 | 1370s | GD11136 | 231 | 2310s | GD11230 | 325 | 3250s | GD11324
44s | GD10043 | 44 | 440s | GD11043 | 138 | 1380s | GD11137 | 232 | 2320s | GD11231 | 326 | 3260s | GD11325
45s | GD10044 | 45 | 450s | GD11044 | 139 | 1390s | GD11138 | 233 | 2330s | GD11232 | 327 | 3270s | GD11326
46s | GD10045 | 46 | 460s | GD11045 | 140 | 1400s | GD11139 | 234 | 2340s | GD11233 | 328 | 3280s | GD11327
47s | GD10046 | 47 | 470s | GD11046 | 141 | 1410s | GD11140 | 235 | 2350s | GD11234 | 329 | 3290s | GD11328
48s | GD10047 | 48 | 480s | GD11047 | 142 | 1420s | GD11141 | 236 | 2360s | GD11235 | 330 | 3300s | GD11329
49s | GD10048 | 49 | 490s | GD11048 | 143 | 1430s | GD11142 | 237 | 2370s | GD11236 | 331 | 3310s | GD11330
50s | GD10049 | 50 | 500s | GD11049 | 144 | 1440s | GD11143 | 238 | 2380s | GD11237 | 332 | 3320s | GD11331
51s | GD10050 | 51 | 510s | GD11050 | 145 | 1450s | GD11144 | 239 | 2390s | GD11238 | 333 | 3330s | GD11332
52s | GD10051 | 52 | 520s | GD11051 | 146 | 1460s | GD11145 | 240 | 2400s | GD11239 | 334 | 3340s | GD11333
53s | GD10052 | 53 | 530s | GD11052 | 147 | 1470s | GD11146 | 241 | 2410s | GD11240 | 335 | 3350s | GD11334
54s | GD10053 | 54 | 540s | GD11053 | 148 | 1480s | GD11147 | 242 | 2420s | GD11241 | 336 | 3360s | GD11335
55s | GD10054 | 55 | 550s | GD11054 | 149 | 1490s | GD11148 | 243 | 2430s | GD11242 | 337 | 3370s | GD11336
56s | GD10055 | 56 | 560s | GD11055 | 150 | 1500s | GD11149 | 244 | 2440s | GD11243 | 338 | 3380s | GD11337
57s | GD10056 | 57 | 570s | GD11056 | 151 | 1510s | GD11150 | 245 | 2450s | GD11244 | 339 | 3390s | GD11338
58s | GD10057 | 58 | 580s | GD11057 | 152 | 1520s | GD11151 | 246 | 2460s | GD11245 | 340 | 3400s | GD11339
59s | GD10058 | 59 | 590s | GD11058 | 153 | 1530s | GD11152 | 247 | 2470s | GD11246 | 341 | 3410s | GD11340
60s | GD10059 | 60 | 600s | GD11059 | 154 | 1540s | GD11153 | 248 | 2480s | GD11247 | 342 | 3420s | GD11341
|  | 61 | 610s | GD11060 | 155 | 1550s | GD11154 | 249 | 2490s | GD11248 | 343 | 3430s | GD11342
|  | 62 | 620s | GD11061 | 156 | 1560s | GD11155 | 250 | 2500s | GD11249 | 344 | 3440s | GD11343
|  | 63 | 630s | GD11062 | 157 | 1570s | GD11156 | 251 | 2510s | GD11250 | 345 | 3450s | GD11344
|  | 64 | 640s | GD11063 | 158 | 1580s | GD11157 | 252 | 2520s | GD11251 | 346 | 3460s | GD11345
|  | 65 | 650s | GD11064 | 159 | 1590s | GD11158 | 253 | 2530s | GD11252 | 347 | 3470s | GD11346
|  | 66 | 660s | GD11065 | 160 | 1600s | GD11159 | 254 | 2540s | GD11253 | 348 | 3480s | GD11347
|  | 67 | 670s | GD11066 | 161 | 1610s | GD11160 | 255 | 2550s | GD11254 | 349 | 3490s | GD11348
|  | 68 | 680s | GD11067 | 162 | 1620s | GD11161 | 256 | 2560s | GD11255 | 350 | 3500s | GD11349
|  | 69 | 690s | GD11068 | 163 | 1630s | GD11162 | 257 | 2570s | GD11256 | 351 | 3510s | GD11350
|  | 70 | 700s | GD11069 | 164 | 1640s | GD11163 | 258 | 2580s | GD11257 | 352 | 3520s | GD11351
|  | 71 | 710s | GD11070 | 165 | 1650s | GD11164 | 259 | 2590s | GD11258 | 353 | 3530s | GD11352
|  | 72 | 720s | GD11071 | 166 | 1660s | GD11165 | 260 | 2600s | GD11259 | 354 | 3540s | GD11353
|  | 73 | 730s | GD11072 | 167 | 1670s | GD11166 | 261 | 2610s | GD11260 | 355 | 3550s | GD11354
|  | 74 | 740s | GD11073 | 168 | 1680s | GD11167 | 262 | 2620s | GD11261 | 356 | 3560s | GD11355
|  | 75 | 750s | GD11074 | 169 | 1690s | GD11168 | 263 | 2630s | GD11262 | 357 | 3570s | GD11356
|  | 76 | 760s | GD11075 | 170 | 1700s | GD11169 | 264 | 2640s | GD11263 | 358 | 3580s | GD11357
|  | 77 | 770s | GD11076 | 171 | 1710s | GD11170 | 265 | 2650s | GD11264 | 359 | 3590s | GD11358
|  | 78 | 780s | GD11077 | 172 | 1720s | GD11171 | 266 | 2660s | GD11265 | 360 | 3600s | GD11359
|  | 79 | 790s | GD11078 | 173 | 1730s | GD11172 | 267 | 2670s | GD11266
|  | 80 | 800s | GD11079 | 174 | 1740s | GD11173 | 268 | 2680s | GD11267
|  | 81 | 810s | GD11080 | 175 | 1750s | GD11174 | 269 | 2690s | GD11268
|  | 82 | 820s | GD11081 | 176 | 1760s | GD11175 | 270 | 2700s | GD11269
|  | 83 | 830s | GD11082 | 177 | 1770s | GD11176 | 271 | 2710s | GD11270
|  | 84 | 840s | GD11083 | 178 | 1780s | GD11177 | 272 | 2720s | GD11271
|  | 85 | 850s | GD11084 | 179 | 1790s | GD11178 | 273 | 2730s | GD11272
|  | 86 | 860s | GD11085 | 180 | 1800s | GD11179 | 274 | 2740s | GD11273
|  | 87 | 870s | GD11086 | 181 | 1810s | GD11180 | 275 | 2750s | GD11274
|  | 88 | 880s | GD11087 | 182 | 1820s | GD11181 | 276 | 2760s | GD11275
|  | 89 | 890s | GD11088 | 183 | 1830s | GD11182 | 277 | 2770s | GD11276
|  | 90 | 900s | GD11089 | 184 | 1840s | GD11183 | 278 | 2780s | GD11277
|  | 91 | 910s | GD11090 | 185 | 1850s | GD11184 | 279 | 2790s | GD11278
|  | 92 | 920s | GD11091 | 186 | 1860s | GD11185 | 280 | 2800s | GD11279
|  | 93 | 930s | GD11092 | 187 | 1870s | GD11186 | 281 | 2810s | GD11280
|  | 94 | 940s | GD11093 | 188 | 1880s | GD11187 | 282 | 2820s | GD11281
■ Daily Graph
|  | No. | Data to collect | Dev | No. | Data to collect | Dev | No. | Data to collect | Dev | No. | Data to collect | Dev
|  | 1 | 5min | GD12000 | 95 | 475min | GD12094 | 189 | 945min | GD12188 | 283 | 1415min | GD12282
|  | 2 | 10min | GD12001 | 96 | 480min | GD12095 | 190 | 950min | GD12189 | 284 | 1420min | GD12283
|  | 3 | 15min | GD12002 | 97 | 485min | GD12096 | 191 | 955min | GD12190 | 285 | 1425min | GD12284
|  | 4 | 20min | GD12003 | 98 | 490min | GD12097 | 192 | 960min | GD12191 | 286 | 1430min | GD12285
|  | 5 | 25min | GD12004 | 99 | 495min | GD12098 | 193 | 965min | GD12192 | 287 | 1435min | GD12286
|  | 6 | 30min | GD12005 | 100 | 500min | GD12099 | 194 | 970min | GD12193 | 288 | 1440min | GD12287
|  | 7 | 35min | GD12006 | 101 | 505min | GD12100 | 195 | 975min | GD12194
|  | 8 | 40min | GD12007 | 102 | 510min | GD12101 | 196 | 980min | GD12195
|  | 9 | 45min | GD12008 | 103 | 515min | GD12102 | 197 | 985min | GD12196
|  | 10 | 50min | GD12009 | 104 | 520min | GD12103 | 198 | 990min | GD12197
|  | 11 | 55min | GD12010 | 105 | 525min | GD12104 | 199 | 995min | GD12198
|  | 12 | 60min | GD12011 | 106 | 530min | GD12105 | 200 | 1000min | GD12199
|  | 13 | 65min | GD12012 | 107 | 535min | GD12106 | 201 | 1005min | GD12200
|  | 14 | 70min | GD12013 | 108 | 540min | GD12107 | 202 | 1010min | GD12201
|  | 15 | 75min | GD12014 | 109 | 545min | GD12108 | 203 | 1015min | GD12202
|  | 16 | 80min | GD12015 | 110 | 550min | GD12109 | 204 | 1020min | GD12203
|  | 17 | 85min | GD12016 | 111 | 555min | GD12110 | 205 | 1025min | GD12204
|  | 18 | 90min | GD12017 | 112 | 560min | GD12111 | 206 | 1030min | GD12205
|  | 19 | 95min | GD12018 | 113 | 565min | GD12112 | 207 | 1035min | GD12206
|  | 20 | 100min | GD12019 | 114 | 570min | GD12113 | 208 | 1040min | GD12207
|  | 21 | 105min | GD12020 | 115 | 575min | GD12114 | 209 | 1045min | GD12208
|  | 22 | 110min | GD12021 | 116 | 580min | GD12115 | 210 | 1050min | GD12209
|  | 23 | 115min | GD12022 | 117 | 585min | GD12116 | 211 | 1055min | GD12210
|  | 24 | 120min | GD12023 | 118 | 590min | GD12117 | 212 | 1060min | GD12211
|  | 25 | 125min | GD12024 | 119 | 595min | GD12118 | 213 | 1065min | GD12212
|  | 26 | 130min | GD12025 | 120 | 600min | GD12119 | 214 | 1070min | GD12213
|  | 27 | 135min | GD12026 | 121 | 605min | GD12120 | 215 | 1075min | GD12214
|  | 28 | 140min | GD12027 | 122 | 610min | GD12121 | 216 | 1080min | GD12215
|  | 29 | 145min | GD12028 | 123 | 615min | GD12122 | 217 | 1085min | GD12216
|  | 30 | 150min | GD12029 | 124 | 620min | GD12123 | 218 | 1090min | GD12217
|  | 31 | 155min | GD12030 | 125 | 625min | GD12124 | 219 | 1095min | GD12218
|  | 32 | 160min | GD12031 | 126 | 630min | GD12125 | 220 | 1100min | GD12219
|  | 33 | 165min | GD12032 | 127 | 635min | GD12126 | 221 | 1105min | GD12220
|  | 34 | 170min | GD12033 | 128 | 640min | GD12127 | 222 | 1110min | GD12221
|  | 35 | 175min | GD12034 | 129 | 645min | GD12128 | 223 | 1115min | GD12222
|  | 36 | 180min | GD12035 | 130 | 650min | GD12129 | 224 | 1120min | GD12223
|  | 37 | 185min | GD12036 | 131 | 655min | GD12130 | 225 | 1125min | GD12224
|  | 38 | 190min | GD12037 | 132 | 660min | GD12131 | 226 | 1130min | GD12225
|  | 39 | 195min | GD12038 | 133 | 665min | GD12132 | 227 | 1135min | GD12226
|  | 40 | 200min | GD12039 | 134 | 670min | GD12133 | 228 | 1140min | GD12227
|  | 41 | 205min | GD12040 | 135 | 675min | GD12134 | 229 | 1145min | GD12228
|  | 42 | 210min | GD12041 | 136 | 680min | GD12135 | 230 | 1150min | GD12229
|  | 43 | 215min | GD12042 | 137 | 685min | GD12136 | 231 | 1155min | GD12230
|  | 44 | 220min | GD12043 | 138 | 690min | GD12137 | 232 | 1160min | GD12231
|  | 45 | 225min | GD12044 | 139 | 695min | GD12138 | 233 | 1165min | GD12232
|  | 46 | 230min | GD12045 | 140 | 700min | GD12139 | 234 | 1170min | GD12233
|  | 47 | 235min | GD12046 | 141 | 705min | GD12140 | 235 | 1175min | GD12234
|  | 48 | 240min | GD12047 | 142 | 710min | GD12141 | 236 | 1180min | GD12235
|  | 49 | 245min | GD12048 | 143 | 715min | GD12142 | 237 | 1185min | GD12236
|  | 50 | 250min | GD12049 | 144 | 720min | GD12143 | 238 | 1190min | GD12237
|  | 51 | 255min | GD12050 | 145 | 725min | GD12144 | 239 | 1195min | GD12238
|  | 52 | 260min | GD12051 | 146 | 730min | GD12145 | 240 | 1200min | GD12239
|  | 53 | 265min | GD12052 | 147 | 735min | GD12146 | 241 | 1205min | GD12240
|  | 54 | 270min | GD12053 | 148 | 740min | GD12147 | 242 | 1210min | GD12241
|  | 55 | 275min | GD12054 | 149 | 745min | GD12148 | 243 | 1215min | GD12242
|  | 56 | 280min | GD12055 | 150 | 750min | GD12149 | 244 | 1220min | GD12243
|  | 57 | 285min | GD12056 | 151 | 755min | GD12150 | 245 | 1225min | GD12244
|  | 58 | 290min | GD12057 | 152 | 760min | GD12151 | 246 | 1230min | GD12245
|  | 59 | 295min | GD12058 | 153 | 765min | GD12152 | 247 | 1235min | GD12246
|  | 60 | 300min | GD12059 | 154 | 770min | GD12153 | 248 | 1240min | GD12247
|  | 61 | 305min | GD12060 | 155 | 775min | GD12154 | 249 | 1245min | GD12248
|  | 62 | 310min | GD12061 | 156 | 780min | GD12155 | 250 | 1250min | GD12249
|  | 63 | 315min | GD12062 | 157 | 785min | GD12156 | 251 | 1255min | GD12250
|  | 64 | 320min | GD12063 | 158 | 790min | GD12157 | 252 | 1260min | GD12251
|  | 65 | 325min | GD12064 | 159 | 795min | GD12158 | 253 | 1265min | GD12252
|  | 66 | 330min | GD12065 | 160 | 800min | GD12159 | 254 | 1270min | GD12253
|  | 67 | 335min | GD12066 | 161 | 805min | GD12160 | 255 | 1275min | GD12254
|  | 68 | 340min | GD12067 | 162 | 810min | GD12161 | 256 | 1280min | GD12255
|  | 69 | 345min | GD12068 | 163 | 815min | GD12162 | 257 | 1285min | GD12256
|  | 70 | 350min | GD12069 | 164 | 820min | GD12163 | 258 | 1290min | GD12257
|  | 71 | 355min | GD12070 | 165 | 825min | GD12164 | 259 | 1295min | GD12258
|  | 72 | 360min | GD12071 | 166 | 830min | GD12165 | 260 | 1300min | GD12259
|  | 73 | 365min | GD12072 | 167 | 835min | GD12166 | 261 | 1305min | GD12260
|  | 74 | 370min | GD12073 | 168 | 840min | GD12167 | 262 | 1310min | GD12261
|  | 75 | 375min | GD12074 | 169 | 845min | GD12168 | 263 | 1315min | GD12262
|  | 76 | 380min | GD12075 | 170 | 850min | GD12169 | 264 | 1320min | GD12263
|  | 77 | 385min | GD12076 | 171 | 855min | GD12170 | 265 | 1325min | GD12264
|  | 78 | 390min | GD12077 | 172 | 860min | GD12171 | 266 | 1330min | GD12265
|  | 79 | 395min | GD12078 | 173 | 865min | GD12172 | 267 | 1335min | GD12266
|  | 80 | 400min | GD12079 | 174 | 870min | GD12173 | 268 | 1340min | GD12267
|  | 81 | 405min | GD12080 | 175 | 875min | GD12174 | 269 | 1345min | GD12268
|  | 82 | 410min | GD12081 | 176 | 880min | GD12175 | 270 | 1350min | GD12269
|  | 83 | 415min | GD12082 | 177 | 885min | GD12176 | 271 | 1355min | GD12270
|  | 84 | 420min | GD12083 | 178 | 890min | GD12177 | 272 | 1360min | GD12271
|  | 85 | 425min | GD12084 | 179 | 895min | GD12178 | 273 | 1365min | GD12272
|  | 86 | 430min | GD12085 | 180 | 900min | GD12179 | 274 | 1370min | GD12273
|  | 87 | 435min | GD12086 | 181 | 905min | GD12180 | 275 | 1375min | GD12274
|  | 88 | 440min | GD12087 | 182 | 910min | GD12181 | 276 | 1380min | GD12275
|  | 89 | 445min | GD12088 | 183 | 915min | GD12182 | 277 | 1385min | GD12276
|  | 90 | 450min | GD12089 | 184 | 920min | GD12183 | 278 | 1390min | GD12277
|  | 91 | 455min | GD12090 | 185 | 925min | GD12184 | 279 | 1395min | GD12278
|  | 92 | 460min | GD12091 | 186 | 930min | GD12185 | 280 | 1400min | GD12279
|  | 93 | 465min | GD12092 | 187 | 935min | GD12186 | 281 | 1405min | GD12280
|  | 94 | 470min | GD12093 | 188 | 940min | GD12187 | 282 | 1410min | GD12281
■ Monthly Graph
|  | No. | Data to collect | Dev | No. | Data to collect | Dev | No. | Data to collect | Dev | No. | Data to collect | Dev
|  | 1 | 2hr | GD13000 | 95 | 190hr | GD13094 | 189 | 378hr | GD13188 | 283 | 566hr | GD13282
|  | 2 | 4hr | GD13001 | 96 | 192hr | GD13095 | 190 | 380hr | GD13189 | 284 | 568hr | GD13283
|  | 3 | 6hr | GD13002 | 97 | 194hr | GD13096 | 191 | 382hr | GD13190 | 285 | 570hr | GD13284
|  | 4 | 8hr | GD13003 | 98 | 196hr | GD13097 | 192 | 384hr | GD13191 | 286 | 572hr | GD13285
|  | 5 | 10hr | GD13004 | 99 | 198hr | GD13098 | 193 | 386hr | GD13192 | 287 | 574hr | GD13286
|  | 6 | 12hr | GD13005 | 100 | 200hr | GD13099 | 194 | 388hr | GD13193 | 288 | 576hr | GD13287
|  | 7 | 14hr | GD13006 | 101 | 202hr | GD13100 | 195 | 390hr | GD13194 | 289 | 578hr | GD13288
|  | 8 | 16hr | GD13007 | 102 | 204hr | GD13101 | 196 | 392hr | GD13195 | 290 | 580hr | GD13289
|  | 9 | 18hr | GD13008 | 103 | 206hr | GD13102 | 197 | 394hr | GD13196 | 291 | 582hr | GD13290
|  | 10 | 20hr | GD13009 | 104 | 208hr | GD13103 | 198 | 396hr | GD13197 | 292 | 584hr | GD13291
|  | 11 | 22hr | GD13010 | 105 | 210hr | GD13104 | 199 | 398hr | GD13198 | 293 | 586hr | GD13292
|  | 12 | 24hr | GD13011 | 106 | 212hr | GD13105 | 200 | 400hr | GD13199 | 294 | 588hr | GD13293
|  | 13 | 26hr | GD13012 | 107 | 214hr | GD13106 | 201 | 402hr | GD13200 | 295 | 590hr | GD13294
|  | 14 | 28hr | GD13013 | 108 | 216hr | GD13107 | 202 | 404hr | GD13201 | 296 | 592hr | GD13295
|  | 15 | 30hr | GD13014 | 109 | 218hr | GD13108 | 203 | 406hr | GD13202 | 297 | 594hr | GD13296
|  | 16 | 32hr | GD13015 | 110 | 220hr | GD13109 | 204 | 408hr | GD13203 | 298 | 596hr | GD13297
|  | 17 | 34hr | GD13016 | 111 | 222hr | GD13110 | 205 | 410hr | GD13204 | 299 | 598hr | GD13298
|  | 18 | 36hr | GD13017 | 112 | 224hr | GD13111 | 206 | 412hr | GD13205 | 300 | 600hr | GD13299
|  | 19 | 38hr | GD13018 | 113 | 226hr | GD13112 | 207 | 414hr | GD13206 | 301 | 602hr | GD13300
|  | 20 | 40hr | GD13019 | 114 | 228hr | GD13113 | 208 | 416hr | GD13207 | 302 | 604hr | GD13301
|  | 21 | 42hr | GD13020 | 115 | 230hr | GD13114 | 209 | 418hr | GD13208 | 303 | 606hr | GD13302
|  | 22 | 44hr | GD13021 | 116 | 232hr | GD13115 | 210 | 420hr | GD13209 | 304 | 608hr | GD13303
|  | 23 | 46hr | GD13022 | 117 | 234hr | GD13116 | 211 | 422hr | GD13210 | 305 | 610hr | GD13304
|  | 24 | 48hr | GD13023 | 118 | 236hr | GD13117 | 212 | 424hr | GD13211 | 306 | 612hr | GD13305
|  | 25 | 50hr | GD13024 | 119 | 238hr | GD13118 | 213 | 426hr | GD13212 | 307 | 614hr | GD13306
|  | 26 | 52hr | GD13025 | 120 | 240hr | GD13119 | 214 | 428hr | GD13213 | 308 | 616hr | GD13307
|  | 27 | 54hr | GD13026 | 121 | 242hr | GD13120 | 215 | 430hr | GD13214 | 309 | 618hr | GD13308
|  | 28 | 56hr | GD13027 | 122 | 244hr | GD13121 | 216 | 432hr | GD13215 | 310 | 620hr | GD13309
|  | 29 | 58hr | GD13028 | 123 | 246hr | GD13122 | 217 | 434hr | GD13216 | 311 | 622hr | GD13310
|  | 30 | 60hr | GD13029 | 124 | 248hr | GD13123 | 218 | 436hr | GD13217 | 312 | 624hr | GD13311
|  | 31 | 62hr | GD13030 | 125 | 250hr | GD13124 | 219 | 438hr | GD13218 | 313 | 626hr | GD13312
|  | 32 | 64hr | GD13031 | 126 | 252hr | GD13125 | 220 | 440hr | GD13219 | 314 | 628hr | GD13313
|  | 33 | 66hr | GD13032 | 127 | 254hr | GD13126 | 221 | 442hr | GD13220 | 315 | 630hr | GD13314
|  | 34 | 68hr | GD13033 | 128 | 256hr | GD13127 | 222 | 444hr | GD13221 | 316 | 632hr | GD13315
|  | 35 | 70hr | GD13034 | 129 | 258hr | GD13128 | 223 | 446hr | GD13222 | 317 | 634hr | GD13316
|  | 36 | 72hr | GD13035 | 130 | 260hr | GD13129 | 224 | 448hr | GD13223 | 318 | 636hr | GD13317
|  | 37 | 74hr | GD13036 | 131 | 262hr | GD13130 | 225 | 450hr | GD13224 | 319 | 638hr | GD13318
|  | 38 | 76hr | GD13037 | 132 | 264hr | GD13131 | 226 | 452hr | GD13225 | 320 | 640hr | GD13319
|  | 39 | 78hr | GD13038 | 133 | 266hr | GD13132 | 227 | 454hr | GD13226 | 321 | 642hr | GD13320
|  | 40 | 80hr | GD13039 | 134 | 268hr | GD13133 | 228 | 456hr | GD13227 | 322 | 644hr | GD13321
|  | 41 | 82hr | GD13040 | 135 | 270hr | GD13134 | 229 | 458hr | GD13228 | 323 | 646hr | GD13322
|  | 42 | 84hr | GD13041 | 136 | 272hr | GD13135 | 230 | 460hr | GD13229 | 324 | 648hr | GD13323
|  | 43 | 86hr | GD13042 | 137 | 274hr | GD13136 | 231 | 462hr | GD13230 | 325 | 650hr | GD13324
|  | 44 | 88hr | GD13043 | 138 | 276hr | GD13137 | 232 | 464hr | GD13231 | 326 | 652hr | GD13325
|  | 45 | 90hr | GD13044 | 139 | 278hr | GD13138 | 233 | 466hr | GD13232 | 327 | 654hr | GD13326
|  | 46 | 92hr | GD13045 | 140 | 280hr | GD13139 | 234 | 468hr | GD13233 | 328 | 656hr | GD13327
|  | 47 | 94hr | GD13046 | 141 | 282hr | GD13140 | 235 | 470hr | GD13234 | 329 | 658hr | GD13328
|  | 48 | 96hr | GD13047 | 142 | 284hr | GD13141 | 236 | 472hr | GD13235 | 330 | 660hr | GD13329
|  | 49 | 98hr | GD13048 | 143 | 286hr | GD13142 | 237 | 474hr | GD13236 | 331 | 662hr | GD13330
|  | 50 | 100hr | GD13049 | 144 | 288hr | GD13143 | 238 | 476hr | GD13237 | 332 | 664hr | GD13331
|  | 51 | 102hr | GD13050 | 145 | 290hr | GD13144 | 239 | 478hr | GD13238 | 333 | 666hr | GD13332
|  | 52 | 104hr | GD13051 | 146 | 292hr | GD13145 | 240 | 480hr | GD13239 | 334 | 668hr | GD13333
|  | 53 | 106hr | GD13052 | 147 | 294hr | GD13146 | 241 | 482hr | GD13240 | 335 | 670hr | GD13334
|  | 54 | 108hr | GD13053 | 148 | 296hr | GD13147 | 242 | 484hr | GD13241 | 336 | 672hr | GD13335
|  | 55 | 110hr | GD13054 | 149 | 298hr | GD13148 | 243 | 486hr | GD13242 | 337 | 674hr | GD13336
|  | 56 | 112hr | GD13055 | 150 | 300hr | GD13149 | 244 | 488hr | GD13243 | 338 | 676hr | GD13337
|  | 57 | 114hr | GD13056 | 151 | 302hr | GD13150 | 245 | 490hr | GD13244 | 339 | 678hr | GD13338
|  | 58 | 116hr | GD13057 | 152 | 304hr | GD13151 | 246 | 492hr | GD13245 | 340 | 680hr | GD13339
|  | 59 | 118hr | GD13058 | 153 | 306hr | GD13152 | 247 | 494hr | GD13246 | 341 | 682hr | GD13340
|  | 60 | 120hr | GD13059 | 154 | 308hr | GD13153 | 248 | 496hr | GD13247 | 342 | 684hr | GD13341
|  | 61 | 122hr | GD13060 | 155 | 310hr | GD13154 | 249 | 498hr | GD13248 | 343 | 686hr | GD13342
|  | 62 | 124hr | GD13061 | 156 | 312hr | GD13155 | 250 | 500hr | GD13249 | 344 | 688hr | GD13343
|  | 63 | 126hr | GD13062 | 157 | 314hr | GD13156 | 251 | 502hr | GD13250 | 345 | 690hr | GD13344
|  | 64 | 128hr | GD13063 | 158 | 316hr | GD13157 | 252 | 504hr | GD13251 | 346 | 692hr | GD13345
|  | 65 | 130hr | GD13064 | 159 | 318hr | GD13158 | 253 | 506hr | GD13252 | 347 | 694hr | GD13346
|  | 66 | 132hr | GD13065 | 160 | 320hr | GD13159 | 254 | 508hr | GD13253 | 348 | 696hr | GD13347
|  | 67 | 134hr | GD13066 | 161 | 322hr | GD13160 | 255 | 510hr | GD13254 | 349 | 698hr | GD13348
|  | 68 | 136hr | GD13067 | 162 | 324hr | GD13161 | 256 | 512hr | GD13255 | 350 | 700hr | GD13349
|  | 69 | 138hr | GD13068 | 163 | 326hr | GD13162 | 257 | 514hr | GD13256 | 351 | 702hr | GD13350
|  | 70 | 140hr | GD13069 | 164 | 328hr | GD13163 | 258 | 516hr | GD13257 | 352 | 704hr | GD13351
|  | 71 | 142hr | GD13070 | 165 | 330hr | GD13164 | 259 | 518hr | GD13258 | 353 | 706hr | GD13352
|  | 72 | 144hr | GD13071 | 166 | 332hr | GD13165 | 260 | 520hr | GD13259 | 354 | 708hr | GD13353
|  | 73 | 146hr | GD13072 | 167 | 334hr | GD13166 | 261 | 522hr | GD13260 | 355 | 710hr | GD13354
|  | 74 | 148hr | GD13073 | 168 | 336hr | GD13167 | 262 | 524hr | GD13261 | 356 | 712hr | GD13355
|  | 75 | 150hr | GD13074 | 169 | 338hr | GD13168 | 263 | 526hr | GD13262 | 357 | 714hr | GD13356
|  | 76 | 152hr | GD13075 | 170 | 340hr | GD13169 | 264 | 528hr | GD13263 | 358 | 716hr | GD13357
|  | 77 | 154hr | GD13076 | 171 | 342hr | GD13170 | 265 | 530hr | GD13264 | 359 | 718hr | GD13358
|  | 78 | 156hr | GD13077 | 172 | 344hr | GD13171 | 266 | 532hr | GD13265 | 360 | 720hr | GD13359
|  | 79 | 158hr | GD13078 | 173 | 346hr | GD13172 | 267 | 534hr | GD13266 | 361 | 722hr | GD13360
|  | 80 | 160hr | GD13079 | 174 | 348hr | GD13173 | 268 | 536hr | GD13267 | 362 | 724hr | GD13361
|  | 81 | 162hr | GD13080 | 175 | 350hr | GD13174 | 269 | 538hr | GD13268 | 363 | 726hr | GD13362
|  | 82 | 164hr | GD13081 | 176 | 352hr | GD13175 | 270 | 540hr | GD13269 | 364 | 728hr | GD13363
|  | 83 | 166hr | GD13082 | 177 | 354hr | GD13176 | 271 | 542hr | GD13270 | 365 | 730hr | GD13364
|  | 84 | 168hr | GD13083 | 178 | 356hr | GD13177 | 272 | 544hr | GD13271 | 366 | 732hr | GD13365
|  | 85 | 170hr | GD13084 | 179 | 358hr | GD13178 | 273 | 546hr | GD13272 | 367 | 734hr | GD13366
|  | 86 | 172hr | GD13085 | 180 | 360hr | GD13179 | 274 | 548hr | GD13273 | 368 | 736hr | GD13367
|  | 87 | 174hr | GD13086 | 181 | 362hr | GD13180 | 275 | 550hr | GD13274 | 369 | 738hr | GD13368
|  | 88 | 176hr | GD13087 | 182 | 364hr | GD13181 | 276 | 552hr | GD13275 | 370 | 740hr | GD13369
|  | 89 | 178hr | GD13088 | 183 | 366hr | GD13182 | 277 | 554hr | GD13276 | 371 | 742hr | GD13370
|  | 90 | 180hr | GD13089 | 184 | 368hr | GD13183 | 278 | 556hr | GD13277 | 372 | 744hr | GD13371
|  | 91 | 182hr | GD13090 | 185 | 370hr | GD13184 | 279 | 558hr | GD13278
|  | 92 | 184hr | GD13091 | 186 | 372hr | GD13185 | 280 | 560hr | GD13279
|  | 93 | 186hr | GD13092 | 187 | 374hr | GD13186 | 281 | 562hr | GD13280
|  | 94 | 188hr | GD13093 | 188 | 376hr | GD13187 | 282 | 564hr | GD13281
■ Yearly Graph
|  | No. | Data to collect | Dev | No. | Data to collect | Dev | No. | Data to collect | Dev | No. | Data to collect | Dev
|  | 1 | 1st day | GD14000 | 95 | 95th day | GD14094 | 189 | 189th day | GD14188 | 283 | 283th day | GD14282
|  | 2 | 2nd day | GD14001 | 96 | 96th day | GD14095 | 190 | 190th day | GD14189 | 284 | 284th day | GD14283
|  | 3 | 3rd day | GD14002 | 97 | 97th day | GD14096 | 191 | 191th day | GD14190 | 285 | 285th day | GD14284
|  | 4 | 4th day | GD14003 | 98 | 98th day | GD14097 | 192 | 192th day | GD14191 | 286 | 286th day | GD14285
|  | 5 | 5th day | GD14004 | 99 | 99th day | GD14098 | 193 | 193th day | GD14192 | 287 | 287th day | GD14286
|  | 6 | 6th day | GD14005 | 100 | 100th day | GD14099 | 194 | 194th day | GD14193 | 288 | 288th day | GD14287
|  | 7 | 7th day | GD14006 | 101 | 101th day | GD14100 | 195 | 195th day | GD14194 | 289 | 289th day | GD14288
|  | 8 | 8th day | GD14007 | 102 | 102th day | GD14101 | 196 | 196th day | GD14195 | 290 | 290th day | GD14289
|  | 9 | 9th day | GD14008 | 103 | 103th day | GD14102 | 197 | 197th day | GD14196 | 291 | 291th day | GD14290
|  | 10 | 10th day | GD14009 | 104 | 104th day | GD14103 | 198 | 198th day | GD14197 | 292 | 292th day | GD14291
|  | 11 | 11th day | GD14010 | 105 | 105th day | GD14104 | 199 | 199th day | GD14198 | 293 | 293th day | GD14292
|  | 12 | 12th day | GD14011 | 106 | 106th day | GD14105 | 200 | 200th day | GD14199 | 294 | 294th day | GD14293
|  | 13 | 13th day | GD14012 | 107 | 107th day | GD14106 | 201 | 201th day | GD14200 | 295 | 295th day | GD14294
|  | 14 | 14th day | GD14013 | 108 | 108th day | GD14107 | 202 | 202th day | GD14201 | 296 | 296th day | GD14295
|  | 15 | 15th day | GD14014 | 109 | 109th day | GD14108 | 203 | 203th day | GD14202 | 297 | 297th day | GD14296
|  | 16 | 16th day | GD14015 | 110 | 110th day | GD14109 | 204 | 204th day | GD14203 | 298 | 298th day | GD14297
|  | 17 | 17th day | GD14016 | 111 | 111th day | GD14110 | 205 | 205th day | GD14204 | 299 | 299th day | GD14298
|  | 18 | 18th day | GD14017 | 112 | 112th day | GD14111 | 206 | 206th day | GD14205 | 300 | 300th day | GD14299
|  | 19 | 19th day | GD14018 | 113 | 113th day | GD14112 | 207 | 207th day | GD14206 | 301 | 301th day | GD14300
|  | 20 | 20th day | GD14019 | 114 | 114th day | GD14113 | 208 | 208th day | GD14207 | 302 | 302th day | GD14301
|  | 21 | 21th day | GD14020 | 115 | 115th day | GD14114 | 209 | 209th day | GD14208 | 303 | 303th day | GD14302
|  | 22 | 22th day | GD14021 | 116 | 116th day | GD14115 | 210 | 210th day | GD14209 | 304 | 304th day | GD14303
|  | 23 | 23th day | GD14022 | 117 | 117th day | GD14116 | 211 | 211th day | GD14210 | 305 | 305th day | GD14304
|  | 24 | 24th day | GD14023 | 118 | 118th day | GD14117 | 212 | 212th day | GD14211 | 306 | 306th day | GD14305
|  | 25 | 25th day | GD14024 | 119 | 119th day | GD14118 | 213 | 213th day | GD14212 | 307 | 307th day | GD14306
|  | 26 | 26th day | GD14025 | 120 | 120th day | GD14119 | 214 | 214th day | GD14213 | 308 | 308th day | GD14307
|  | 27 | 27th day | GD14026 | 121 | 121th day | GD14120 | 215 | 215th day | GD14214 | 309 | 309th day | GD14308
|  | 28 | 28th day | GD14027 | 122 | 122th day | GD14121 | 216 | 216th day | GD14215 | 310 | 310th day | GD14309
|  | 29 | 29th day | GD14028 | 123 | 123th day | GD14122 | 217 | 217th day | GD14216 | 311 | 311th day | GD14310
|  | 30 | 30th day | GD14029 | 124 | 124th day | GD14123 | 218 | 218th day | GD14217 | 312 | 312th day | GD14311
|  | 31 | 31th day | GD14030 | 125 | 125th day | GD14124 | 219 | 219th day | GD14218 | 313 | 313th day | GD14312
|  | 32 | 32th day | GD14031 | 126 | 126th day | GD14125 | 220 | 220th day | GD14219 | 314 | 314th day | GD14313
|  | 33 | 33th day | GD14032 | 127 | 127th day | GD14126 | 221 | 221th day | GD14220 | 315 | 315th day | GD14314
|  | 34 | 34th day | GD14033 | 128 | 128th day | GD14127 | 222 | 222th day | GD14221 | 316 | 316th day | GD14315
|  | 35 | 35th day | GD14034 | 129 | 129th day | GD14128 | 223 | 223th day | GD14222 | 317 | 317th day | GD14316
|  | 36 | 36th day | GD14035 | 130 | 130th day | GD14129 | 224 | 224th day | GD14223 | 318 | 318th day | GD14317
|  | 37 | 37th day | GD14036 | 131 | 131th day | GD14130 | 225 | 225th day | GD14224 | 319 | 319th day | GD14318
|  | 38 | 38th day | GD14037 | 132 | 132th day | GD14131 | 226 | 226th day | GD14225 | 320 | 320th day | GD14319
|  | 39 | 39th day | GD14038 | 133 | 133th day | GD14132 | 227 | 227th day | GD14226 | 321 | 321th day | GD14320
|  | 40 | 40th day | GD14039 | 134 | 134th day | GD14133 | 228 | 228th day | GD14227 | 322 | 322th day | GD14321
|  | 41 | 41th day | GD14040 | 135 | 135th day | GD14134 | 229 | 229th day | GD14228 | 323 | 323th day | GD14322
|  | 42 | 42th day | GD14041 | 136 | 136th day | GD14135 | 230 | 230th day | GD14229 | 324 | 324th day | GD14323
|  | 43 | 43th day | GD14042 | 137 | 137th day | GD14136 | 231 | 231th day | GD14230 | 325 | 325th day | GD14324
|  | 44 | 44th day | GD14043 | 138 | 138th day | GD14137 | 232 | 232th day | GD14231 | 326 | 326th day | GD14325
|  | 45 | 45th day | GD14044 | 139 | 139th day | GD14138 | 233 | 233th day | GD14232 | 327 | 327th day | GD14326
|  | 46 | 46th day | GD14045 | 140 | 140th day | GD14139 | 234 | 234th day | GD14233 | 328 | 328th day | GD14327
|  | 47 | 47th day | GD14046 | 141 | 141th day | GD14140 | 235 | 235th day | GD14234 | 329 | 329th day | GD14328
|  | 48 | 48th day | GD14047 | 142 | 142th day | GD14141 | 236 | 236th day | GD14235 | 330 | 330th day | GD14329
|  | 49 | 49th day | GD14048 | 143 | 143th day | GD14142 | 237 | 237th day | GD14236 | 331 | 331th day | GD14330
|  | 50 | 50th day | GD14049 | 144 | 144th day | GD14143 | 238 | 238th day | GD14237 | 332 | 332th day | GD14331
|  | 51 | 51th day | GD14050 | 145 | 145th day | GD14144 | 239 | 239th day | GD14238 | 333 | 333th day | GD14332
|  | 52 | 52th day | GD14051 | 146 | 146th day | GD14145 | 240 | 240th day | GD14239 | 334 | 334th day | GD14333
|  | 53 | 53th day | GD14052 | 147 | 147th day | GD14146 | 241 | 241th day | GD14240 | 335 | 335th day | GD14334
|  | 54 | 54th day | GD14053 | 148 | 148th day | GD14147 | 242 | 242th day | GD14241 | 336 | 336th day | GD14335
|  | 55 | 55th day | GD14054 | 149 | 149th day | GD14148 | 243 | 243th day | GD14242 | 337 | 337th day | GD14336
|  | 56 | 56th day | GD14055 | 150 | 150th day | GD14149 | 244 | 244th day | GD14243 | 338 | 338th day | GD14337
|  | 57 | 57th day | GD14056 | 151 | 151th day | GD14150 | 245 | 245th day | GD14244 | 339 | 339th day | GD14338
|  | 58 | 58th day | GD14057 | 152 | 152th day | GD14151 | 246 | 246th day | GD14245 | 340 | 340th day | GD14339
|  | 59 | 59th day | GD14058 | 153 | 153th day | GD14152 | 247 | 247th day | GD14246 | 341 | 341th day | GD14340
|  | 60 | 60th day | GD14059 | 154 | 154th day | GD14153 | 248 | 248th day | GD14247 | 342 | 342th day | GD14341
|  | 61 | 61th day | GD14060 | 155 | 155th day | GD14154 | 249 | 249th day | GD14248 | 343 | 343th day | GD14342
|  | 62 | 62th day | GD14061 | 156 | 156th day | GD14155 | 250 | 250th day | GD14249 | 344 | 344th day | GD14343
|  | 63 | 63th day | GD14062 | 157 | 157th day | GD14156 | 251 | 251th day | GD14250 | 345 | 345th day | GD14344
|  | 64 | 64th day | GD14063 | 158 | 158th day | GD14157 | 252 | 252th day | GD14251 | 346 | 346th day | GD14345
|  | 65 | 65th day | GD14064 | 159 | 159th day | GD14158 | 253 | 253th day | GD14252 | 347 | 347th day | GD14346
|  | 66 | 66th day | GD14065 | 160 | 160th day | GD14159 | 254 | 254th day | GD14253 | 348 | 348th day | GD14347
|  | 67 | 67th day | GD14066 | 161 | 161th day | GD14160 | 255 | 255th day | GD14254 | 349 | 349th day | GD14348
|  | 68 | 68th day | GD14067 | 162 | 162th day | GD14161 | 256 | 256th day | GD14255 | 350 | 350th day | GD14349
|  | 69 | 69th day | GD14068 | 163 | 163th day | GD14162 | 257 | 257th day | GD14256 | 351 | 351th day | GD14350
|  | 70 | 70th day | GD14069 | 164 | 164th day | GD14163 | 258 | 258th day | GD14257 | 352 | 352th day | GD14351
|  | 71 | 71th day | GD14070 | 165 | 165th day | GD14164 | 259 | 259th day | GD14258 | 353 | 353th day | GD14352
|  | 72 | 72th day | GD14071 | 166 | 166th day | GD14165 | 260 | 260th day | GD14259 | 354 | 354th day | GD14353
|  | 73 | 73th day | GD14072 | 167 | 167th day | GD14166 | 261 | 261th day | GD14260 | 355 | 355th day | GD14354
|  | 74 | 74th day | GD14073 | 168 | 168th day | GD14167 | 262 | 262th day | GD14261 | 356 | 356th day | GD14355
|  | 75 | 75th day | GD14074 | 169 | 169th day | GD14168 | 263 | 263th day | GD14262 | 357 | 357th day | GD14356
|  | 76 | 76th day | GD14075 | 170 | 170th day | GD14169 | 264 | 264th day | GD14263 | 358 | 358th day | GD14357
|  | 77 | 77th day | GD14076 | 171 | 171th day | GD14170 | 265 | 265th day | GD14264 | 359 | 359th day | GD14358
|  | 78 | 78th day | GD14077 | 172 | 172th day | GD14171 | 266 | 266th day | GD14265 | 360 | 360th day | GD14359
|  | 79 | 79th day | GD14078 | 173 | 173th day | GD14172 | 267 | 267th day | GD14266 | 361 | 361th day | GD14360
|  | 80 | 80th day | GD14079 | 174 | 174th day | GD14173 | 268 | 268th day | GD14267 | 362 | 362th day | GD14361
|  | 81 | 81th day | GD14080 | 175 | 175th day | GD14174 | 269 | 269th day | GD14268 | 363 | 363th day | GD14362
|  | 82 | 82th day | GD14081 | 176 | 176th day | GD14175 | 270 | 270th day | GD14269 | 364 | 364th day | GD14363
|  | 83 | 83th day | GD14082 | 177 | 177th day | GD14176 | 271 | 271th day | GD14270 | 365 | 365th day | GD14364
|  | 84 | 84th day | GD14083 | 178 | 178th day | GD14177 | 272 | 272th day | GD14271 | 366 | 366th day | GD14365
|  | 85 | 85th day | GD14084 | 179 | 179th day | GD14178 | 273 | 273th day | GD14272
|  | 86 | 86th day | GD14085 | 180 | 180th day | GD14179 | 274 | 274th day | GD14273
|  | 87 | 87th day | GD14086 | 181 | 181th day | GD14180 | 275 | 275th day | GD14274
|  | 88 | 88th day | GD14087 | 182 | 182th day | GD14181 | 276 | 276th day | GD14275
|  | 89 | 89th day | GD14088 | 183 | 183th day | GD14182 | 277 | 277th day | GD14276
|  | 90 | 90th day | GD14089 | 184 | 184th day | GD14183 | 278 | 278th day | GD14277
|  | 91 | 91th day | GD14090 | 185 | 185th day | GD14184 | 279 | 279th day | GD14278
|  | 92 | 92th day | GD14091 | 186 | 186th day | GD14185 | 280 | 280th day | GD14279
|  | 93 | 93th day | GD14092 | 187 | 187th day | GD14186 | 281 | 281th day | GD14280
|  | 94 | 94th day | GD14093 | 188 | 188th day | GD14187 | 282 | 282th day | GD14281

## GraphDataTable_CH1_Io（Now）
2.2 Data Table CH1 Io (Present)
CH1 Io |  | 0 |  |  | CH1 Io |  | 0 |  |  | CH1 Io |  | 0 |  |  | CH1 Io |  | 0
|  | NOW |  | 1Hour_GraphDataTable |  |  | NOW |  | 1Hour_GraphDataTable |  |  | NOW |  | 1Hour_GraphDataTable |  |  | NOW |  | 1Hour_GraphDataTable
|  | 0:00 | 0 | ZR0 |  |  | 0:16 | 96 | ZR96 |  |  | 0:32 | 192 | ZR192 |  |  | 0:48 | 288 | ZR288
|  | 0:00 | 1 | ZR1 |  |  | 0:16 | 97 | ZR97 |  |  | 0:32 | 193 | ZR193 |  |  | 0:48 | 289 | ZR289
|  | 0:00 | 2 | ZR2 |  |  | 0:16 | 98 | ZR98 |  |  | 0:32 | 194 | ZR194 |  |  | 0:48 | 290 | ZR290
|  | 0:00 | 3 | ZR3 |  |  | 0:16 | 99 | ZR99 |  |  | 0:32 | 195 | ZR195 |  |  | 0:49 | 291 | ZR291
|  | 0:01 | 4 | ZR4 |  |  | 0:17 | 100 | ZR100 |  |  | 0:33 | 196 | ZR196 |  |  | 0:49 | 292 | ZR292
|  | 0:01 | 5 | ZR5 |  |  | 0:17 | 101 | ZR101 |  |  | 0:33 | 197 | ZR197 |  |  | 0:49 | 293 | ZR293
|  | 0:01 | 6 | ZR6 |  |  | 0:17 | 102 | ZR102 |  |  | 0:33 | 198 | ZR198 |  |  | 0:49 | 294 | ZR294
|  | 0:01 | 7 | ZR7 |  |  | 0:17 | 103 | ZR103 |  |  | 0:33 | 199 | ZR199 |  |  | 0:49 | 295 | ZR295
|  | 0:01 | 8 | ZR8 |  |  | 0:17 | 104 | ZR104 |  |  | 0:33 | 200 | ZR200 |  |  | 0:49 | 296 | ZR296
|  | 0:02 | 9 | ZR9 |  |  | 0:18 | 105 | ZR105 |  |  | 0:34 | 201 | ZR201 |  |  | 0:50 | 297 | ZR297
|  | 0:02 | 10 | ZR10 |  |  | 0:18 | 106 | ZR106 |  |  | 0:34 | 202 | ZR202 |  |  | 0:50 | 298 | ZR298
|  | 0:02 | 11 | ZR11 |  |  | 0:18 | 107 | ZR107 |  |  | 0:34 | 203 | ZR203 |  |  | 0:50 | 299 | ZR299
|  | 0:02 | 12 | ZR12 |  |  | 0:18 | 108 | ZR108 |  |  | 0:34 | 204 | ZR204 |  |  | 0:50 | 300 | ZR300
|  | 0:02 | 13 | ZR13 |  |  | 0:18 | 109 | ZR109 |  |  | 0:34 | 205 | ZR205 |  |  | 0:50 | 301 | ZR301
|  | 0:02 | 14 | ZR14 |  |  | 0:18 | 110 | ZR110 |  |  | 0:34 | 206 | ZR206 |  |  | 0:50 | 302 | ZR302
|  | 0:02 | 15 | ZR15 |  |  | 0:18 | 111 | ZR111 |  |  | 0:34 | 207 | ZR207 |  |  | 0:50 | 303 | ZR303
|  | 0:03 | 16 | ZR16 |  |  | 0:19 | 112 | ZR112 |  |  | 0:35 | 208 | ZR208 |  |  | 0:51 | 304 | ZR304
|  | 0:03 | 17 | ZR17 |  |  | 0:19 | 113 | ZR113 |  |  | 0:35 | 209 | ZR209 |  |  | 0:51 | 305 | ZR305
|  | 0:03 | 18 | ZR18 |  |  | 0:19 | 114 | ZR114 |  |  | 0:35 | 210 | ZR210 |  |  | 0:51 | 306 | ZR306
|  | 0:03 | 19 | ZR19 |  |  | 0:19 | 115 | ZR115 |  |  | 0:35 | 211 | ZR211 |  |  | 0:51 | 307 | ZR307
|  | 0:03 | 20 | ZR20 |  |  | 0:19 | 116 | ZR116 |  |  | 0:35 | 212 | ZR212 |  |  | 0:51 | 308 | ZR308
|  | 0:04 | 21 | ZR21 |  |  | 0:20 | 117 | ZR117 |  |  | 0:36 | 213 | ZR213 |  |  | 0:52 | 309 | ZR309
|  | 0:04 | 22 | ZR22 |  |  | 0:20 | 118 | ZR118 |  |  | 0:36 | 214 | ZR214 |  |  | 0:52 | 310 | ZR310
|  | 0:04 | 23 | ZR23 |  |  | 0:20 | 119 | ZR119 |  |  | 0:36 | 215 | ZR215 |  |  | 0:52 | 311 | ZR311
|  | 0:04 | 24 | ZR24 |  |  | 0:20 | 120 | ZR120 |  |  | 0:36 | 216 | ZR216 |  |  | 0:52 | 312 | ZR312
|  | 0:04 | 25 | ZR25 |  |  | 0:20 | 121 | ZR121 |  |  | 0:36 | 217 | ZR217 |  |  | 0:52 | 313 | ZR313
|  | 0:04 | 26 | ZR26 |  |  | 0:20 | 122 | ZR122 |  |  | 0:36 | 218 | ZR218 |  |  | 0:52 | 314 | ZR314
|  | 0:04 | 27 | ZR27 |  |  | 0:20 | 123 | ZR123 |  |  | 0:36 | 219 | ZR219 |  |  | 0:52 | 315 | ZR315
|  | 0:05 | 28 | ZR28 |  |  | 0:21 | 124 | ZR124 |  |  | 0:37 | 220 | ZR220 |  |  | 0:53 | 316 | ZR316
|  | 0:05 | 29 | ZR29 |  |  | 0:21 | 125 | ZR125 |  |  | 0:37 | 221 | ZR221 |  |  | 0:53 | 317 | ZR317
|  | 0:05 | 30 | ZR30 |  |  | 0:21 | 126 | ZR126 |  |  | 0:37 | 222 | ZR222 |  |  | 0:53 | 318 | ZR318
|  | 0:05 | 31 | ZR31 |  |  | 0:21 | 127 | ZR127 |  |  | 0:37 | 223 | ZR223 |  |  | 0:53 | 319 | ZR319
|  | 0:05 | 32 | ZR32 |  |  | 0:21 | 128 | ZR128 |  |  | 0:37 | 224 | ZR224 |  |  | 0:53 | 320 | ZR320
|  | 0:05 | 33 | ZR33 |  |  | 0:22 | 129 | ZR129 |  |  | 0:38 | 225 | ZR225 |  |  | 0:54 | 321 | ZR321
|  | 0:06 | 34 | ZR34 |  |  | 0:22 | 130 | ZR130 |  |  | 0:38 | 226 | ZR226 |  |  | 0:54 | 322 | ZR322
|  | 0:06 | 35 | ZR35 |  |  | 0:22 | 131 | ZR131 |  |  | 0:38 | 227 | ZR227 |  |  | 0:54 | 323 | ZR323
|  | 0:06 | 36 | ZR36 |  |  | 0:22 | 132 | ZR132 |  |  | 0:38 | 228 | ZR228 |  |  | 0:54 | 324 | ZR324
|  | 0:06 | 37 | ZR37 |  |  | 0:22 | 133 | ZR133 |  |  | 0:38 | 229 | ZR229 |  |  | 0:54 | 325 | ZR325
|  | 0:06 | 38 | ZR38 |  |  | 0:22 | 134 | ZR134 |  |  | 0:38 | 230 | ZR230 |  |  | 0:54 | 326 | ZR326
|  | 0:07 | 39 | ZR39 |  |  | 0:22 | 135 | ZR135 |  |  | 0:38 | 231 | ZR231 |  |  | 0:54 | 327 | ZR327
|  | 0:07 | 40 | ZR40 |  |  | 0:23 | 136 | ZR136 |  |  | 0:39 | 232 | ZR232 |  |  | 0:55 | 328 | ZR328
|  | 0:07 | 41 | ZR41 |  |  | 0:23 | 137 | ZR137 |  |  | 0:39 | 233 | ZR233 |  |  | 0:55 | 329 | ZR329
|  | 0:07 | 42 | ZR42 |  |  | 0:23 | 138 | ZR138 |  |  | 0:39 | 234 | ZR234 |  |  | 0:55 | 330 | ZR330
|  | 0:07 | 43 | ZR43 |  |  | 0:23 | 139 | ZR139 |  |  | 0:39 | 235 | ZR235 |  |  | 0:55 | 331 | ZR331
|  | 0:07 | 44 | ZR44 |  |  | 0:23 | 140 | ZR140 |  |  | 0:39 | 236 | ZR236 |  |  | 0:55 | 332 | ZR332
|  | 0:07 | 45 | ZR45 |  |  | 0:23 | 141 | ZR141 |  |  | 0:40 | 237 | ZR237 |  |  | 0:56 | 333 | ZR333
|  | 0:08 | 46 | ZR46 |  |  | 0:24 | 142 | ZR142 |  |  | 0:40 | 238 | ZR238 |  |  | 0:56 | 334 | ZR334
|  | 0:08 | 47 | ZR47 |  |  | 0:24 | 143 | ZR143 |  |  | 0:40 | 239 | ZR239 |  |  | 0:56 | 335 | ZR335
|  | 0:08 | 48 | ZR48 |  |  | 0:24 | 144 | ZR144 |  |  | 0:40 | 240 | ZR240 |  |  | 0:56 | 336 | ZR336
|  | 0:08 | 49 | ZR49 |  |  | 0:24 | 145 | ZR145 |  |  | 0:40 | 241 | ZR241 |  |  | 0:56 | 337 | ZR337
|  | 0:08 | 50 | ZR50 |  |  | 0:24 | 146 | ZR146 |  |  | 0:40 | 242 | ZR242 |  |  | 0:56 | 338 | ZR338
|  | 0:09 | 51 | ZR51 |  |  | 0:25 | 147 | ZR147 |  |  | 0:40 | 243 | ZR243 |  |  | 0:56 | 339 | ZR339
|  | 0:09 | 52 | ZR52 |  |  | 0:25 | 148 | ZR148 |  |  | 0:41 | 244 | ZR244 |  |  | 0:57 | 340 | ZR340
|  | 0:09 | 53 | ZR53 |  |  | 0:25 | 149 | ZR149 |  |  | 0:41 | 245 | ZR245 |  |  | 0:57 | 341 | ZR341
|  | 0:09 | 54 | ZR54 |  |  | 0:25 | 150 | ZR150 |  |  | 0:41 | 246 | ZR246 |  |  | 0:57 | 342 | ZR342
|  | 0:09 | 55 | ZR55 |  |  | 0:25 | 151 | ZR151 |  |  | 0:41 | 247 | ZR247 |  |  | 0:57 | 343 | ZR343
|  | 0:09 | 56 | ZR56 |  |  | 0:25 | 152 | ZR152 |  |  | 0:41 | 248 | ZR248 |  |  | 0:57 | 344 | ZR344
|  | 0:09 | 57 | ZR57 |  |  | 0:25 | 153 | ZR153 |  |  | 0:41 | 249 | ZR249 |  |  | 0:58 | 345 | ZR345
|  | 0:10 | 58 | ZR58 |  |  | 0:26 | 154 | ZR154 |  |  | 0:42 | 250 | ZR250 |  |  | 0:58 | 346 | ZR346
|  | 0:10 | 59 | ZR59 |  |  | 0:26 | 155 | ZR155 |  |  | 0:42 | 251 | ZR251 |  |  | 0:58 | 347 | ZR347
|  | 0:10 | 60 | ZR60 |  |  | 0:26 | 156 | ZR156 |  |  | 0:42 | 252 | ZR252 |  |  | 0:58 | 348 | ZR348
|  | 0:10 | 61 | ZR61 |  |  | 0:26 | 157 | ZR157 |  |  | 0:42 | 253 | ZR253 |  |  | 0:58 | 349 | ZR349
|  | 0:10 | 62 | ZR62 |  |  | 0:26 | 158 | ZR158 |  |  | 0:42 | 254 | ZR254 |  |  | 0:58 | 350 | ZR350
|  | 0:11 | 63 | ZR63 |  |  | 0:27 | 159 | ZR159 |  |  | 0:43 | 255 | ZR255 |  |  | 0:58 | 351 | ZR351
|  | 0:11 | 64 | ZR64 |  |  | 0:27 | 160 | ZR160 |  |  | 0:43 | 256 | ZR256 |  |  | 0:59 | 352 | ZR352
|  | 0:11 | 65 | ZR65 |  |  | 0:27 | 161 | ZR161 |  |  | 0:43 | 257 | ZR257 |  |  | 0:59 | 353 | ZR353
|  | 0:11 | 66 | ZR66 |  |  | 0:27 | 162 | ZR162 |  |  | 0:43 | 258 | ZR258 |  |  | 0:59 | 354 | ZR354
|  | 0:11 | 67 | ZR67 |  |  | 0:27 | 163 | ZR163 |  |  | 0:43 | 259 | ZR259 |  |  | 0:59 | 355 | ZR355
|  | 0:11 | 68 | ZR68 |  |  | 0:27 | 164 | ZR164 |  |  | 0:43 | 260 | ZR260 |  |  | 0:59 | 356 | ZR356
|  | 0:12 | 69 | ZR69 |  |  | 0:27 | 165 | ZR165 |  |  | 0:43 | 261 | ZR261 |  |  | 0:59 | 357 | ZR357
|  | 0:12 | 70 | ZR70 |  |  | 0:28 | 166 | ZR166 |  |  | 0:44 | 262 | ZR262 |  |  | 1:00 | 358 | ZR358
|  | 0:12 | 71 | ZR71 |  |  | 0:28 | 167 | ZR167 |  |  | 0:44 | 263 | ZR263 |  |  | 1:00 | 359 | ZR359
|  | 0:12 | 72 | ZR72 |  |  | 0:28 | 168 | ZR168 |  |  | 0:44 | 264 | ZR264
|  | 0:12 | 73 | ZR73 |  |  | 0:28 | 169 | ZR169 |  |  | 0:44 | 265 | ZR265 |  |  | Year | 370 | ZR370
|  | 0:12 | 74 | ZR74 |  |  | 0:28 | 170 | ZR170 |  |  | 0:44 | 266 | ZR266 |  |  | Month | 371 | ZR371
|  | 0:12 | 75 | ZR75 |  |  | 0:29 | 171 | ZR171 |  |  | 0:45 | 267 | ZR267 |  |  | Date | 372 | ZR372
|  | 0:13 | 76 | ZR76 |  |  | 0:29 | 172 | ZR172 |  |  | 0:45 | 268 | ZR268 |  |  | Hour | 373 | ZR373
|  | 0:13 | 77 | ZR77 |  |  | 0:29 | 173 | ZR173 |  |  | 0:45 | 269 | ZR269 |  |  | Minute | 374 | ZR374
|  | 0:13 | 78 | ZR78 |  |  | 0:29 | 174 | ZR174 |  |  | 0:45 | 270 | ZR270 |  |  | Second | 375 | ZR375
|  | 0:13 | 79 | ZR79 |  |  | 0:29 | 175 | ZR175 |  |  | 0:45 | 271 | ZR271 |  |  | Day of Week | 376 | ZR376
|  | 0:13 | 80 | ZR80 |  |  | 0:29 | 176 | ZR176 |  |  | 0:45 | 272 | ZR272
|  | 0:14 | 81 | ZR81 |  |  | 0:29 | 177 | ZR177 |  |  | 0:45 | 273 | ZR273
|  | 0:14 | 82 | ZR82 |  |  | 0:30 | 178 | ZR178 |  |  | 0:46 | 274 | ZR274
|  | 0:14 | 83 | ZR83 |  |  | 0:30 | 179 | ZR179 |  |  | 0:46 | 275 | ZR275
|  | 0:14 | 84 | ZR84 |  |  | 0:30 | 180 | ZR180 |  |  | 0:46 | 276 | ZR276
|  | 0:14 | 85 | ZR85 |  |  | 0:30 | 181 | ZR181 |  |  | 0:46 | 277 | ZR277
|  | 0:14 | 86 | ZR86 |  |  | 0:30 | 182 | ZR182 |  |  | 0:46 | 278 | ZR278
|  | 0:14 | 87 | ZR87 |  |  | 0:31 | 183 | ZR183 |  |  | 0:47 | 279 | ZR279
|  | 0:15 | 88 | ZR88 |  |  | 0:31 | 184 | ZR184 |  |  | 0:47 | 280 | ZR280
|  | 0:15 | 89 | ZR89 |  |  | 0:31 | 185 | ZR185 |  |  | 0:47 | 281 | ZR281
|  | 0:15 | 90 | ZR90 |  |  | 0:31 | 186 | ZR186 |  |  | 0:47 | 282 | ZR282
|  | 0:15 | 91 | ZR91 |  |  | 0:31 | 187 | ZR187 |  |  | 0:47 | 283 | ZR283
|  | 0:15 | 92 | ZR92 |  |  | 0:31 | 188 | ZR188 |  |  | 0:47 | 284 | ZR284
|  | 0:16 | 93 | ZR93 |  |  | 0:31 | 189 | ZR189 |  |  | 0:47 | 285 | ZR285
|  | 0:16 | 94 | ZR94 |  |  | 0:32 | 190 | ZR190 |  |  | 0:48 | 286 | ZR286
|  | 0:16 | 95 | ZR95 |  |  | 0:32 | 191 | ZR191 |  |  | 0:48 | 287 | ZR287
|  | NOW |  | 1Day_GraphDataTable |  |  | NOW |  | 1Day_GraphDataTable |  |  | NOW |  | 1Day_GraphDataTable
|  | 0:00 | 800 | ZR800 |  |  | 8:00 | 896 | ZR896 |  |  | 16:00 | 992 | ZR992 |  |  | Year | 1090 | ZR1090
|  | 0:05 | 801 | ZR801 |  |  | 8:05 | 897 | ZR897 |  |  | 16:05 | 993 | ZR993 |  |  | Month | 1091 | ZR1091
|  | 0:10 | 802 | ZR802 |  |  | 8:10 | 898 | ZR898 |  |  | 16:10 | 994 | ZR994 |  |  | Date | 1092 | ZR1092
|  | 0:15 | 803 | ZR803 |  |  | 8:15 | 899 | ZR899 |  |  | 16:15 | 995 | ZR995 |  |  | Hour | 1093 | ZR1093
|  | 0:20 | 804 | ZR804 |  |  | 8:20 | 900 | ZR900 |  |  | 16:20 | 996 | ZR996 |  |  | Minute | 1094 | ZR1094
|  | 0:25 | 805 | ZR805 |  |  | 8:25 | 901 | ZR901 |  |  | 16:25 | 997 | ZR997 |  |  | Second | 1095 | ZR1095
|  | 0:30 | 806 | ZR806 |  |  | 8:30 | 902 | ZR902 |  |  | 16:30 | 998 | ZR998 |  |  | Day of Week | 1096 | ZR1096
|  | 0:35 | 807 | ZR807 |  |  | 8:35 | 903 | ZR903 |  |  | 16:35 | 999 | ZR999
|  | 0:40 | 808 | ZR808 |  |  | 8:40 | 904 | ZR904 |  |  | 16:40 | 1000 | ZR1000
|  | 0:45 | 809 | ZR809 |  |  | 8:45 | 905 | ZR905 |  |  | 16:45 | 1001 | ZR1001
|  | 0:50 | 810 | ZR810 |  |  | 8:50 | 906 | ZR906 |  |  | 16:50 | 1002 | ZR1002
|  | 0:55 | 811 | ZR811 |  |  | 8:55 | 907 | ZR907 |  |  | 16:55 | 1003 | ZR1003
|  | 1:00 | 812 | ZR812 |  |  | 9:00 | 908 | ZR908 |  |  | 17:00 | 1004 | ZR1004
|  | 1:05 | 813 | ZR813 |  |  | 9:05 | 909 | ZR909 |  |  | 17:05 | 1005 | ZR1005
|  | 1:10 | 814 | ZR814 |  |  | 9:10 | 910 | ZR910 |  |  | 17:10 | 1006 | ZR1006
|  | 1:15 | 815 | ZR815 |  |  | 9:15 | 911 | ZR911 |  |  | 17:15 | 1007 | ZR1007
|  | 1:20 | 816 | ZR816 |  |  | 9:20 | 912 | ZR912 |  |  | 17:20 | 1008 | ZR1008
|  | 1:25 | 817 | ZR817 |  |  | 9:25 | 913 | ZR913 |  |  | 17:25 | 1009 | ZR1009
|  | 1:30 | 818 | ZR818 |  |  | 9:30 | 914 | ZR914 |  |  | 17:30 | 1010 | ZR1010
|  | 1:35 | 819 | ZR819 |  |  | 9:35 | 915 | ZR915 |  |  | 17:35 | 1011 | ZR1011
|  | 1:40 | 820 | ZR820 |  |  | 9:40 | 916 | ZR916 |  |  | 17:40 | 1012 | ZR1012
|  | 1:45 | 821 | ZR821 |  |  | 9:45 | 917 | ZR917 |  |  | 17:45 | 1013 | ZR1013
|  | 1:50 | 822 | ZR822 |  |  | 9:50 | 918 | ZR918 |  |  | 17:50 | 1014 | ZR1014
|  | 1:55 | 823 | ZR823 |  |  | 9:55 | 919 | ZR919 |  |  | 17:55 | 1015 | ZR1015
|  | 2:00 | 824 | ZR824 |  |  | 10:00 | 920 | ZR920 |  |  | 18:00 | 1016 | ZR1016
|  | 2:05 | 825 | ZR825 |  |  | 10:05 | 921 | ZR921 |  |  | 18:05 | 1017 | ZR1017
|  | 2:10 | 826 | ZR826 |  |  | 10:10 | 922 | ZR922 |  |  | 18:10 | 1018 | ZR1018
|  | 2:15 | 827 | ZR827 |  |  | 10:15 | 923 | ZR923 |  |  | 18:15 | 1019 | ZR1019
|  | 2:20 | 828 | ZR828 |  |  | 10:20 | 924 | ZR924 |  |  | 18:20 | 1020 | ZR1020
|  | 2:25 | 829 | ZR829 |  |  | 10:25 | 925 | ZR925 |  |  | 18:25 | 1021 | ZR1021
|  | 2:30 | 830 | ZR830 |  |  | 10:30 | 926 | ZR926 |  |  | 18:30 | 1022 | ZR1022
|  | 2:35 | 831 | ZR831 |  |  | 10:35 | 927 | ZR927 |  |  | 18:35 | 1023 | ZR1023
|  | 2:40 | 832 | ZR832 |  |  | 10:40 | 928 | ZR928 |  |  | 18:40 | 1024 | ZR1024
|  | 2:45 | 833 | ZR833 |  |  | 10:45 | 929 | ZR929 |  |  | 18:45 | 1025 | ZR1025
|  | 2:50 | 834 | ZR834 |  |  | 10:50 | 930 | ZR930 |  |  | 18:50 | 1026 | ZR1026
|  | 2:55 | 835 | ZR835 |  |  | 10:55 | 931 | ZR931 |  |  | 18:55 | 1027 | ZR1027
|  | 3:00 | 836 | ZR836 |  |  | 11:00 | 932 | ZR932 |  |  | 19:00 | 1028 | ZR1028
|  | 3:05 | 837 | ZR837 |  |  | 11:05 | 933 | ZR933 |  |  | 19:05 | 1029 | ZR1029
|  | 3:10 | 838 | ZR838 |  |  | 11:10 | 934 | ZR934 |  |  | 19:10 | 1030 | ZR1030
|  | 3:15 | 839 | ZR839 |  |  | 11:15 | 935 | ZR935 |  |  | 19:15 | 1031 | ZR1031
|  | 3:20 | 840 | ZR840 |  |  | 11:20 | 936 | ZR936 |  |  | 19:20 | 1032 | ZR1032
|  | 3:25 | 841 | ZR841 |  |  | 11:25 | 937 | ZR937 |  |  | 19:25 | 1033 | ZR1033
|  | 3:30 | 842 | ZR842 |  |  | 11:30 | 938 | ZR938 |  |  | 19:30 | 1034 | ZR1034
|  | 3:35 | 843 | ZR843 |  |  | 11:35 | 939 | ZR939 |  |  | 19:35 | 1035 | ZR1035
|  | 3:40 | 844 | ZR844 |  |  | 11:40 | 940 | ZR940 |  |  | 19:40 | 1036 | ZR1036
|  | 3:45 | 845 | ZR845 |  |  | 11:45 | 941 | ZR941 |  |  | 19:45 | 1037 | ZR1037
|  | 3:50 | 846 | ZR846 |  |  | 11:50 | 942 | ZR942 |  |  | 19:50 | 1038 | ZR1038
|  | 3:55 | 847 | ZR847 |  |  | 11:55 | 943 | ZR943 |  |  | 19:55 | 1039 | ZR1039
|  | 4:00 | 848 | ZR848 |  |  | 12:00 | 944 | ZR944 |  |  | 20:00 | 1040 | ZR1040
|  | 4:05 | 849 | ZR849 |  |  | 12:05 | 945 | ZR945 |  |  | 20:05 | 1041 | ZR1041
|  | 4:10 | 850 | ZR850 |  |  | 12:10 | 946 | ZR946 |  |  | 20:10 | 1042 | ZR1042
|  | 4:15 | 851 | ZR851 |  |  | 12:15 | 947 | ZR947 |  |  | 20:15 | 1043 | ZR1043
|  | 4:20 | 852 | ZR852 |  |  | 12:20 | 948 | ZR948 |  |  | 20:20 | 1044 | ZR1044
|  | 4:25 | 853 | ZR853 |  |  | 12:25 | 949 | ZR949 |  |  | 20:25 | 1045 | ZR1045
|  | 4:30 | 854 | ZR854 |  |  | 12:30 | 950 | ZR950 |  |  | 20:30 | 1046 | ZR1046
|  | 4:35 | 855 | ZR855 |  |  | 12:35 | 951 | ZR951 |  |  | 20:35 | 1047 | ZR1047
|  | 4:40 | 856 | ZR856 |  |  | 12:40 | 952 | ZR952 |  |  | 20:40 | 1048 | ZR1048
|  | 4:45 | 857 | ZR857 |  |  | 12:45 | 953 | ZR953 |  |  | 20:45 | 1049 | ZR1049
|  | 4:50 | 858 | ZR858 |  |  | 12:50 | 954 | ZR954 |  |  | 20:50 | 1050 | ZR1050
|  | 4:55 | 859 | ZR859 |  |  | 12:55 | 955 | ZR955 |  |  | 20:55 | 1051 | ZR1051
|  | 5:00 | 860 | ZR860 |  |  | 13:00 | 956 | ZR956 |  |  | 21:00 | 1052 | ZR1052
|  | 5:05 | 861 | ZR861 |  |  | 13:05 | 957 | ZR957 |  |  | 21:05 | 1053 | ZR1053
|  | 5:10 | 862 | ZR862 |  |  | 13:10 | 958 | ZR958 |  |  | 21:10 | 1054 | ZR1054
|  | 5:15 | 863 | ZR863 |  |  | 13:15 | 959 | ZR959 |  |  | 21:15 | 1055 | ZR1055
|  | 5:20 | 864 | ZR864 |  |  | 13:20 | 960 | ZR960 |  |  | 21:20 | 1056 | ZR1056
|  | 5:25 | 865 | ZR865 |  |  | 13:25 | 961 | ZR961 |  |  | 21:25 | 1057 | ZR1057
|  | 5:30 | 866 | ZR866 |  |  | 13:30 | 962 | ZR962 |  |  | 21:30 | 1058 | ZR1058
|  | 5:35 | 867 | ZR867 |  |  | 13:35 | 963 | ZR963 |  |  | 21:35 | 1059 | ZR1059
|  | 5:40 | 868 | ZR868 |  |  | 13:40 | 964 | ZR964 |  |  | 21:40 | 1060 | ZR1060
|  | 5:45 | 869 | ZR869 |  |  | 13:45 | 965 | ZR965 |  |  | 21:45 | 1061 | ZR1061
|  | 5:50 | 870 | ZR870 |  |  | 13:50 | 966 | ZR966 |  |  | 21:50 | 1062 | ZR1062
|  | 5:55 | 871 | ZR871 |  |  | 13:55 | 967 | ZR967 |  |  | 21:55 | 1063 | ZR1063
|  | 6:00 | 872 | ZR872 |  |  | 14:00 | 968 | ZR968 |  |  | 22:00 | 1064 | ZR1064
|  | 6:05 | 873 | ZR873 |  |  | 14:05 | 969 | ZR969 |  |  | 22:05 | 1065 | ZR1065
|  | 6:10 | 874 | ZR874 |  |  | 14:10 | 970 | ZR970 |  |  | 22:10 | 1066 | ZR1066
|  | 6:15 | 875 | ZR875 |  |  | 14:15 | 971 | ZR971 |  |  | 22:15 | 1067 | ZR1067
|  | 6:20 | 876 | ZR876 |  |  | 14:20 | 972 | ZR972 |  |  | 22:20 | 1068 | ZR1068
|  | 6:25 | 877 | ZR877 |  |  | 14:25 | 973 | ZR973 |  |  | 22:25 | 1069 | ZR1069
|  | 6:30 | 878 | ZR878 |  |  | 14:30 | 974 | ZR974 |  |  | 22:30 | 1070 | ZR1070
|  | 6:35 | 879 | ZR879 |  |  | 14:35 | 975 | ZR975 |  |  | 22:35 | 1071 | ZR1071
|  | 6:40 | 880 | ZR880 |  |  | 14:40 | 976 | ZR976 |  |  | 22:40 | 1072 | ZR1072
|  | 6:45 | 881 | ZR881 |  |  | 14:45 | 977 | ZR977 |  |  | 22:45 | 1073 | ZR1073
|  | 6:50 | 882 | ZR882 |  |  | 14:50 | 978 | ZR978 |  |  | 22:50 | 1074 | ZR1074
|  | 6:55 | 883 | ZR883 |  |  | 14:55 | 979 | ZR979 |  |  | 22:55 | 1075 | ZR1075
|  | 7:00 | 884 | ZR884 |  |  | 15:00 | 980 | ZR980 |  |  | 23:00 | 1076 | ZR1076
|  | 7:05 | 885 | ZR885 |  |  | 15:05 | 981 | ZR981 |  |  | 23:05 | 1077 | ZR1077
|  | 7:10 | 886 | ZR886 |  |  | 15:10 | 982 | ZR982 |  |  | 23:10 | 1078 | ZR1078
|  | 7:15 | 887 | ZR887 |  |  | 15:15 | 983 | ZR983 |  |  | 23:15 | 1079 | ZR1079
|  | 7:20 | 888 | ZR888 |  |  | 15:20 | 984 | ZR984 |  |  | 23:20 | 1080 | ZR1080
|  | 7:25 | 889 | ZR889 |  |  | 15:25 | 985 | ZR985 |  |  | 23:25 | 1081 | ZR1081
|  | 7:30 | 890 | ZR890 |  |  | 15:30 | 986 | ZR986 |  |  | 23:30 | 1082 | ZR1082
|  | 7:35 | 891 | ZR891 |  |  | 15:35 | 987 | ZR987 |  |  | 23:35 | 1083 | ZR1083
|  | 7:40 | 892 | ZR892 |  |  | 15:40 | 988 | ZR988 |  |  | 23:40 | 1084 | ZR1084
|  | 7:45 | 893 | ZR893 |  |  | 15:45 | 989 | ZR989 |  |  | 23:45 | 1085 | ZR1085
|  | 7:50 | 894 | ZR894 |  |  | 15:50 | 990 | ZR990 |  |  | 23:50 | 1086 | ZR1086
|  | 7:55 | 895 | ZR895 |  |  | 15:55 | 991 | ZR991 |  |  | 23:55 | 1087 | ZR1087
| NOW (Date, Time) |  |  | 1Mouth_GraphDataTable |  | NOW (Date, Time) |  |  | 1Mouth_GraphDataTable |  | NOW (Date, Time) |  |  | 1Mouth_GraphDataTable |  | NOW (Date, Time) |  |  | 1Mouth_GraphDataTable
| 1st | 0:00 | 1500 | ZR1500 |  | 9th | 0:00 | 1596 | ZR1596 |  | 17th | 0:00 | 1692 | ZR1692 |  | 25th | 0:00 | 1788 | ZR1788
|  | 2:00 | 1501 | ZR1501 |  |  | 2:00 | 1597 | ZR1597 |  |  | 2:00 | 1693 | ZR1693 |  |  | 2:00 | 1789 | ZR1789
|  | 4:00 | 1502 | ZR1502 |  |  | 4:00 | 1598 | ZR1598 |  |  | 4:00 | 1694 | ZR1694 |  |  | 4:00 | 1790 | ZR1790
|  | 6:00 | 1503 | ZR1503 |  |  | 6:00 | 1599 | ZR1599 |  |  | 6:00 | 1695 | ZR1695 |  |  | 6:00 | 1791 | ZR1791
|  | 8:00 | 1504 | ZR1504 |  |  | 8:00 | 1600 | ZR1600 |  |  | 8:00 | 1696 | ZR1696 |  |  | 8:00 | 1792 | ZR1792
|  | 10:00 | 1505 | ZR1505 |  |  | 10:00 | 1601 | ZR1601 |  |  | 10:00 | 1697 | ZR1697 |  |  | 10:00 | 1793 | ZR1793
|  | 12:00 | 1506 | ZR1506 |  |  | 12:00 | 1602 | ZR1602 |  |  | 12:00 | 1698 | ZR1698 |  |  | 12:00 | 1794 | ZR1794
|  | 14:00 | 1507 | ZR1507 |  |  | 14:00 | 1603 | ZR1603 |  |  | 14:00 | 1699 | ZR1699 |  |  | 14:00 | 1795 | ZR1795
|  | 16:00 | 1508 | ZR1508 |  |  | 16:00 | 1604 | ZR1604 |  |  | 16:00 | 1700 | ZR1700 |  |  | 16:00 | 1796 | ZR1796
|  | 18:00 | 1509 | ZR1509 |  |  | 18:00 | 1605 | ZR1605 |  |  | 18:00 | 1701 | ZR1701 |  |  | 18:00 | 1797 | ZR1797
|  | 20:00 | 1510 | ZR1510 |  |  | 20:00 | 1606 | ZR1606 |  |  | 20:00 | 1702 | ZR1702 |  |  | 20:00 | 1798 | ZR1798
|  | 22:00 | 1511 | ZR1511 |  |  | 22:00 | 1607 | ZR1607 |  |  | 22:00 | 1703 | ZR1703 |  |  | 22:00 | 1799 | ZR1799
| 2nd | 24:00 | 1512 | ZR1512 |  | 10th | 24:00 | 1608 | ZR1608 |  | 18th | 24:00 | 1704 | ZR1704 |  | 26th | 24:00 | 1800 | ZR1800
|  | 26:00 | 1513 | ZR1513 |  |  | 26:00 | 1609 | ZR1609 |  |  | 26:00 | 1705 | ZR1705 |  |  | 26:00 | 1801 | ZR1801
|  | 28:00 | 1514 | ZR1514 |  |  | 28:00 | 1610 | ZR1610 |  |  | 28:00 | 1706 | ZR1706 |  |  | 28:00 | 1802 | ZR1802
|  | 30:00 | 1515 | ZR1515 |  |  | 30:00 | 1611 | ZR1611 |  |  | 30:00 | 1707 | ZR1707 |  |  | 30:00 | 1803 | ZR1803
|  | 32:00 | 1516 | ZR1516 |  |  | 32:00 | 1612 | ZR1612 |  |  | 32:00 | 1708 | ZR1708 |  |  | 32:00 | 1804 | ZR1804
|  | 34:00 | 1517 | ZR1517 |  |  | 34:00 | 1613 | ZR1613 |  |  | 34:00 | 1709 | ZR1709 |  |  | 34:00 | 1805 | ZR1805
|  | 36:00 | 1518 | ZR1518 |  |  | 36:00 | 1614 | ZR1614 |  |  | 36:00 | 1710 | ZR1710 |  |  | 36:00 | 1806 | ZR1806
|  | 38:00 | 1519 | ZR1519 |  |  | 38:00 | 1615 | ZR1615 |  |  | 38:00 | 1711 | ZR1711 |  |  | 38:00 | 1807 | ZR1807
|  | 40:00 | 1520 | ZR1520 |  |  | 40:00 | 1616 | ZR1616 |  |  | 40:00 | 1712 | ZR1712 |  |  | 40:00 | 1808 | ZR1808
|  | 42:00 | 1521 | ZR1521 |  |  | 42:00 | 1617 | ZR1617 |  |  | 42:00 | 1713 | ZR1713 |  |  | 42:00 | 1809 | ZR1809
|  | 44:00 | 1522 | ZR1522 |  |  | 44:00 | 1618 | ZR1618 |  |  | 44:00 | 1714 | ZR1714 |  |  | 44:00 | 1810 | ZR1810
|  | 46:00 | 1523 | ZR1523 |  |  | 46:00 | 1619 | ZR1619 |  |  | 46:00 | 1715 | ZR1715 |  |  | 46:00 | 1811 | ZR1811
| 3rd | 48:00 | 1524 | ZR1524 |  | 11th | 48:00 | 1620 | ZR1620 |  | 19th | 48:00 | 1716 | ZR1716 |  | 27th | 48:00 | 1812 | ZR1812
|  | 50:00 | 1525 | ZR1525 |  |  | 50:00 | 1621 | ZR1621 |  |  | 50:00 | 1717 | ZR1717 |  |  | 50:00 | 1813 | ZR1813
|  | 52:00 | 1526 | ZR1526 |  |  | 52:00 | 1622 | ZR1622 |  |  | 52:00 | 1718 | ZR1718 |  |  | 52:00 | 1814 | ZR1814
|  | 54:00 | 1527 | ZR1527 |  |  | 54:00 | 1623 | ZR1623 |  |  | 54:00 | 1719 | ZR1719 |  |  | 54:00 | 1815 | ZR1815
|  | 56:00 | 1528 | ZR1528 |  |  | 56:00 | 1624 | ZR1624 |  |  | 56:00 | 1720 | ZR1720 |  |  | 56:00 | 1816 | ZR1816
|  | 58:00 | 1529 | ZR1529 |  |  | 58:00 | 1625 | ZR1625 |  |  | 58:00 | 1721 | ZR1721 |  |  | 58:00 | 1817 | ZR1817
|  | 60:00 | 1530 | ZR1530 |  |  | 60:00 | 1626 | ZR1626 |  |  | 60:00 | 1722 | ZR1722 |  |  | 60:00 | 1818 | ZR1818
|  | 62:00 | 1531 | ZR1531 |  |  | 62:00 | 1627 | ZR1627 |  |  | 62:00 | 1723 | ZR1723 |  |  | 62:00 | 1819 | ZR1819
|  | 64:00 | 1532 | ZR1532 |  |  | 64:00 | 1628 | ZR1628 |  |  | 64:00 | 1724 | ZR1724 |  |  | 64:00 | 1820 | ZR1820
|  | 66:00 | 1533 | ZR1533 |  |  | 66:00 | 1629 | ZR1629 |  |  | 66:00 | 1725 | ZR1725 |  |  | 66:00 | 1821 | ZR1821
|  | 68:00 | 1534 | ZR1534 |  |  | 68:00 | 1630 | ZR1630 |  |  | 68:00 | 1726 | ZR1726 |  |  | 68:00 | 1822 | ZR1822
|  | 70:00 | 1535 | ZR1535 |  |  | 70:00 | 1631 | ZR1631 |  |  | 70:00 | 1727 | ZR1727 |  |  | 70:00 | 1823 | ZR1823
| 4th | 72:00 | 1536 | ZR1536 |  | 12th | 72:00 | 1632 | ZR1632 |  | 20th | 72:00 | 1728 | ZR1728 |  | 28th | 72:00 | 1824 | ZR1824
|  | 74:00 | 1537 | ZR1537 |  |  | 74:00 | 1633 | ZR1633 |  |  | 74:00 | 1729 | ZR1729 |  |  | 74:00 | 1825 | ZR1825
|  | 76:00 | 1538 | ZR1538 |  |  | 76:00 | 1634 | ZR1634 |  |  | 76:00 | 1730 | ZR1730 |  |  | 76:00 | 1826 | ZR1826
|  | 78:00 | 1539 | ZR1539 |  |  | 78:00 | 1635 | ZR1635 |  |  | 78:00 | 1731 | ZR1731 |  |  | 78:00 | 1827 | ZR1827
|  | 80:00 | 1540 | ZR1540 |  |  | 80:00 | 1636 | ZR1636 |  |  | 80:00 | 1732 | ZR1732 |  |  | 80:00 | 1828 | ZR1828
|  | 82:00 | 1541 | ZR1541 |  |  | 82:00 | 1637 | ZR1637 |  |  | 82:00 | 1733 | ZR1733 |  |  | 82:00 | 1829 | ZR1829
|  | 84:00 | 1542 | ZR1542 |  |  | 84:00 | 1638 | ZR1638 |  |  | 84:00 | 1734 | ZR1734 |  |  | 84:00 | 1830 | ZR1830
|  | 86:00 | 1543 | ZR1543 |  |  | 86:00 | 1639 | ZR1639 |  |  | 86:00 | 1735 | ZR1735 |  |  | 86:00 | 1831 | ZR1831
|  | 88:00 | 1544 | ZR1544 |  |  | 88:00 | 1640 | ZR1640 |  |  | 88:00 | 1736 | ZR1736 |  |  | 88:00 | 1832 | ZR1832
|  | 90:00 | 1545 | ZR1545 |  |  | 90:00 | 1641 | ZR1641 |  |  | 90:00 | 1737 | ZR1737 |  |  | 90:00 | 1833 | ZR1833
|  | 92:00 | 1546 | ZR1546 |  |  | 92:00 | 1642 | ZR1642 |  |  | 92:00 | 1738 | ZR1738 |  |  | 92:00 | 1834 | ZR1834
|  | 94:00 | 1547 | ZR1547 |  |  | 94:00 | 1643 | ZR1643 |  |  | 94:00 | 1739 | ZR1739 |  |  | 94:00 | 1835 | ZR1835
| 5th | 96:00 | 1548 | ZR1548 |  | 13th | 96:00 | 1644 | ZR1644 |  | 21th | 96:00 | 1740 | ZR1740 |  | 29th | 96:00 | 1836 | ZR1836
|  | 98:00 | 1549 | ZR1549 |  |  | 98:00 | 1645 | ZR1645 |  |  | 98:00 | 1741 | ZR1741 |  |  | 98:00 | 1837 | ZR1837
|  | 100:00 | 1550 | ZR1550 |  |  | 100:00 | 1646 | ZR1646 |  |  | 100:00 | 1742 | ZR1742 |  |  | 100:00 | 1838 | ZR1838
|  | 102:00 | 1551 | ZR1551 |  |  | 102:00 | 1647 | ZR1647 |  |  | 102:00 | 1743 | ZR1743 |  |  | 102:00 | 1839 | ZR1839
|  | 104:00 | 1552 | ZR1552 |  |  | 104:00 | 1648 | ZR1648 |  |  | 104:00 | 1744 | ZR1744 |  |  | 104:00 | 1840 | ZR1840
|  | 106:00 | 1553 | ZR1553 |  |  | 106:00 | 1649 | ZR1649 |  |  | 106:00 | 1745 | ZR1745 |  |  | 106:00 | 1841 | ZR1841
|  | 108:00 | 1554 | ZR1554 |  |  | 108:00 | 1650 | ZR1650 |  |  | 108:00 | 1746 | ZR1746 |  |  | 108:00 | 1842 | ZR1842
|  | 110:00 | 1555 | ZR1555 |  |  | 110:00 | 1651 | ZR1651 |  |  | 110:00 | 1747 | ZR1747 |  |  | 110:00 | 1843 | ZR1843
|  | 112:00 | 1556 | ZR1556 |  |  | 112:00 | 1652 | ZR1652 |  |  | 112:00 | 1748 | ZR1748 |  |  | 112:00 | 1844 | ZR1844
|  | 114:00 | 1557 | ZR1557 |  |  | 114:00 | 1653 | ZR1653 |  |  | 114:00 | 1749 | ZR1749 |  |  | 114:00 | 1845 | ZR1845
|  | 116:00 | 1558 | ZR1558 |  |  | 116:00 | 1654 | ZR1654 |  |  | 116:00 | 1750 | ZR1750 |  |  | 116:00 | 1846 | ZR1846
|  | 118:00 | 1559 | ZR1559 |  |  | 118:00 | 1655 | ZR1655 |  |  | 118:00 | 1751 | ZR1751 |  |  | 118:00 | 1847 | ZR1847
| 6th | 120:00 | 1560 | ZR1560 |  | 14th | 120:00 | 1656 | ZR1656 |  | 22th | 120:00 | 1752 | ZR1752 |  | 30th | 120:00 | 1848 | ZR1848
|  | 122:00 | 1561 | ZR1561 |  |  | 122:00 | 1657 | ZR1657 |  |  | 122:00 | 1753 | ZR1753 |  |  | 122:00 | 1849 | ZR1849
|  | 124:00 | 1562 | ZR1562 |  |  | 124:00 | 1658 | ZR1658 |  |  | 124:00 | 1754 | ZR1754 |  |  | 124:00 | 1850 | ZR1850
|  | 126:00 | 1563 | ZR1563 |  |  | 126:00 | 1659 | ZR1659 |  |  | 126:00 | 1755 | ZR1755 |  |  | 126:00 | 1851 | ZR1851
|  | 128:00 | 1564 | ZR1564 |  |  | 128:00 | 1660 | ZR1660 |  |  | 128:00 | 1756 | ZR1756 |  |  | 128:00 | 1852 | ZR1852
|  | 130:00 | 1565 | ZR1565 |  |  | 130:00 | 1661 | ZR1661 |  |  | 130:00 | 1757 | ZR1757 |  |  | 130:00 | 1853 | ZR1853
|  | 132:00 | 1566 | ZR1566 |  |  | 132:00 | 1662 | ZR1662 |  |  | 132:00 | 1758 | ZR1758 |  |  | 132:00 | 1854 | ZR1854
|  | 134:00 | 1567 | ZR1567 |  |  | 134:00 | 1663 | ZR1663 |  |  | 134:00 | 1759 | ZR1759 |  |  | 134:00 | 1855 | ZR1855
|  | 136:00 | 1568 | ZR1568 |  |  | 136:00 | 1664 | ZR1664 |  |  | 136:00 | 1760 | ZR1760 |  |  | 136:00 | 1856 | ZR1856
|  | 138:00 | 1569 | ZR1569 |  |  | 138:00 | 1665 | ZR1665 |  |  | 138:00 | 1761 | ZR1761 |  |  | 138:00 | 1857 | ZR1857
|  | 140:00 | 1570 | ZR1570 |  |  | 140:00 | 1666 | ZR1666 |  |  | 140:00 | 1762 | ZR1762 |  |  | 140:00 | 1858 | ZR1858
|  | 142:00 | 1571 | ZR1571 |  |  | 142:00 | 1667 | ZR1667 |  |  | 142:00 | 1763 | ZR1763 |  |  | 142:00 | 1859 | ZR1859
| 7th | 144:00 | 1572 | ZR1572 |  | 15th | 144:00 | 1668 | ZR1668 |  | 23th | 144:00 | 1764 | ZR1764 |  | 31th | 144:00 | 1860 | ZR1860
|  | 146:00 | 1573 | ZR1573 |  |  | 146:00 | 1669 | ZR1669 |  |  | 146:00 | 1765 | ZR1765 |  |  | 146:00 | 1861 | ZR1861
|  | 148:00 | 1574 | ZR1574 |  |  | 148:00 | 1670 | ZR1670 |  |  | 148:00 | 1766 | ZR1766 |  |  | 148:00 | 1862 | ZR1862
|  | 150:00 | 1575 | ZR1575 |  |  | 150:00 | 1671 | ZR1671 |  |  | 150:00 | 1767 | ZR1767 |  |  | 150:00 | 1863 | ZR1863
|  | 152:00 | 1576 | ZR1576 |  |  | 152:00 | 1672 | ZR1672 |  |  | 152:00 | 1768 | ZR1768 |  |  | 152:00 | 1864 | ZR1864
|  | 154:00 | 1577 | ZR1577 |  |  | 154:00 | 1673 | ZR1673 |  |  | 154:00 | 1769 | ZR1769 |  |  | 154:00 | 1865 | ZR1865
|  | 156:00 | 1578 | ZR1578 |  |  | 156:00 | 1674 | ZR1674 |  |  | 156:00 | 1770 | ZR1770 |  |  | 156:00 | 1866 | ZR1866
|  | 158:00 | 1579 | ZR1579 |  |  | 158:00 | 1675 | ZR1675 |  |  | 158:00 | 1771 | ZR1771 |  |  | 158:00 | 1867 | ZR1867
|  | 160:00 | 1580 | ZR1580 |  |  | 160:00 | 1676 | ZR1676 |  |  | 160:00 | 1772 | ZR1772 |  |  | 160:00 | 1868 | ZR1868
|  | 162:00 | 1581 | ZR1581 |  |  | 162:00 | 1677 | ZR1677 |  |  | 162:00 | 1773 | ZR1773 |  |  | 162:00 | 1869 | ZR1869
|  | 164:00 | 1582 | ZR1582 |  |  | 164:00 | 1678 | ZR1678 |  |  | 164:00 | 1774 | ZR1774 |  |  | 164:00 | 1870 | ZR1870
|  | 166:00 | 1583 | ZR1583 |  |  | 166:00 | 1679 | ZR1679 |  |  | 166:00 | 1775 | ZR1775 |  |  | 166:00 | 1871 | ZR1871
| 8th | 168:00 | 1584 | ZR1584 |  | 16th | 168:00 | 1680 | ZR1680 |  | 24th | 168:00 | 1776 | ZR1776
|  | 170:00 | 1585 | ZR1585 |  |  | 170:00 | 1681 | ZR1681 |  |  | 170:00 | 1777 | ZR1777 |  |  | Year | 1880 | ZR1880
|  | 172:00 | 1586 | ZR1586 |  |  | 172:00 | 1682 | ZR1682 |  |  | 172:00 | 1778 | ZR1778 |  |  | Month | 1881 | ZR1881
|  | 174:00 | 1587 | ZR1587 |  |  | 174:00 | 1683 | ZR1683 |  |  | 174:00 | 1779 | ZR1779 |  |  | Date | 1882 | ZR1882
|  | 176:00 | 1588 | ZR1588 |  |  | 176:00 | 1684 | ZR1684 |  |  | 176:00 | 1780 | ZR1780 |  |  | Hour | 1883 | ZR1883
|  | 178:00 | 1589 | ZR1589 |  |  | 178:00 | 1685 | ZR1685 |  |  | 178:00 | 1781 | ZR1781 |  |  | Minute | 1884 | ZR1884
|  | 180:00 | 1590 | ZR1590 |  |  | 180:00 | 1686 | ZR1686 |  |  | 180:00 | 1782 | ZR1782 |  |  | Second | 1885 | ZR1885
|  | 182:00 | 1591 | ZR1591 |  |  | 182:00 | 1687 | ZR1687 |  |  | 182:00 | 1783 | ZR1783 |  |  | Day of Week | 1886 | ZR1886
|  | 184:00 | 1592 | ZR1592 |  |  | 184:00 | 1688 | ZR1688 |  |  | 184:00 | 1784 | ZR1784
|  | 186:00 | 1593 | ZR1593 |  |  | 186:00 | 1689 | ZR1689 |  |  | 186:00 | 1785 | ZR1785
|  | 188:00 | 1594 | ZR1594 |  |  | 188:00 | 1690 | ZR1690 |  |  | 188:00 | 1786 | ZR1786
|  | 190:00 | 1595 | ZR1595 |  |  | 190:00 | 1691 | ZR1691 |  |  | 190:00 | 1787 | ZR1787
|  | NOW |  | 1Year_GraphDataTable |  |  | NOW |  | 1Year_GraphDataTable |  |  | NOW |  | 1Year_GraphDataTable |  |  | NOW |  | 1Year_GraphDataTable
|  | Jan. 1 | 2300 | ZR2300 |  |  | Apr. 4 | 2396 | ZR2396 |  |  | Jul. 7 | 2492 | ZR2492 |  |  | Oct. 10 | 2588 | ZR2588
|  | Jan. 2 | 2301 | ZR2301 |  |  | Apr. 5 | 2397 | ZR2397 |  |  | Jul. 8 | 2493 | ZR2493 |  |  | Oct. 11 | 2589 | ZR2589
|  | Jan. 3 | 2302 | ZR2302 |  |  | Apr. 6 | 2398 | ZR2398 |  |  | Jul. 9 | 2494 | ZR2494 |  |  | Oct. 12 | 2590 | ZR2590
|  | Jan. 4 | 2303 | ZR2303 |  |  | Apr. 7 | 2399 | ZR2399 |  |  | Jul. 10 | 2495 | ZR2495 |  |  | Oct. 13 | 2591 | ZR2591
|  | Jan. 5 | 2304 | ZR2304 |  |  | Apr. 8 | 2400 | ZR2400 |  |  | Jul. 11 | 2496 | ZR2496 |  |  | Oct. 14 | 2592 | ZR2592
|  | Jan. 6 | 2305 | ZR2305 |  |  | Apr. 9 | 2401 | ZR2401 |  |  | Jul. 12 | 2497 | ZR2497 |  |  | Oct. 15 | 2593 | ZR2593
|  | Jan. 7 | 2306 | ZR2306 |  |  | Apr. 10 | 2402 | ZR2402 |  |  | Jul. 13 | 2498 | ZR2498 |  |  | Oct. 16 | 2594 | ZR2594
|  | Jan. 8 | 2307 | ZR2307 |  |  | Apr. 11 | 2403 | ZR2403 |  |  | Jul. 14 | 2499 | ZR2499 |  |  | Oct. 17 | 2595 | ZR2595
|  | Jan. 9 | 2308 | ZR2308 |  |  | Apr. 12 | 2404 | ZR2404 |  |  | Jul. 15 | 2500 | ZR2500 |  |  | Oct. 18 | 2596 | ZR2596
|  | Jan. 10 | 2309 | ZR2309 |  |  | Apr. 13 | 2405 | ZR2405 |  |  | Jul. 16 | 2501 | ZR2501 |  |  | Oct. 19 | 2597 | ZR2597
|  | Jan. 11 | 2310 | ZR2310 |  |  | Apr. 14 | 2406 | ZR2406 |  |  | Jul. 17 | 2502 | ZR2502 |  |  | Oct. 20 | 2598 | ZR2598
|  | Jan. 12 | 2311 | ZR2311 |  |  | Apr. 15 | 2407 | ZR2407 |  |  | Jul. 18 | 2503 | ZR2503 |  |  | Oct. 21 | 2599 | ZR2599
|  | Jan. 13 | 2312 | ZR2312 |  |  | Apr. 16 | 2408 | ZR2408 |  |  | Jul. 19 | 2504 | ZR2504 |  |  | Oct. 22 | 2600 | ZR2600
|  | Jan. 14 | 2313 | ZR2313 |  |  | Apr. 17 | 2409 | ZR2409 |  |  | Jul. 20 | 2505 | ZR2505 |  |  | Oct. 23 | 2601 | ZR2601
|  | Jan. 15 | 2314 | ZR2314 |  |  | Apr. 18 | 2410 | ZR2410 |  |  | Jul. 21 | 2506 | ZR2506 |  |  | Oct. 24 | 2602 | ZR2602
|  | Jan. 16 | 2315 | ZR2315 |  |  | Apr. 19 | 2411 | ZR2411 |  |  | Jul. 22 | 2507 | ZR2507 |  |  | Oct. 25 | 2603 | ZR2603
|  | Jan. 17 | 2316 | ZR2316 |  |  | Apr. 20 | 2412 | ZR2412 |  |  | Jul. 23 | 2508 | ZR2508 |  |  | Oct. 26 | 2604 | ZR2604
|  | Jan. 18 | 2317 | ZR2317 |  |  | Apr. 21 | 2413 | ZR2413 |  |  | Jul. 24 | 2509 | ZR2509 |  |  | Oct. 27 | 2605 | ZR2605
|  | Jan. 19 | 2318 | ZR2318 |  |  | Apr. 22 | 2414 | ZR2414 |  |  | Jul. 25 | 2510 | ZR2510 |  |  | Oct. 28 | 2606 | ZR2606
|  | Jan. 20 | 2319 | ZR2319 |  |  | Apr. 23 | 2415 | ZR2415 |  |  | Jul. 26 | 2511 | ZR2511 |  |  | Oct. 29 | 2607 | ZR2607
|  | Jan. 21 | 2320 | ZR2320 |  |  | Apr. 24 | 2416 | ZR2416 |  |  | Jul. 27 | 2512 | ZR2512 |  |  | Oct. 30 | 2608 | ZR2608
|  | Jan. 22 | 2321 | ZR2321 |  |  | Apr. 25 | 2417 | ZR2417 |  |  | Jul. 28 | 2513 | ZR2513 |  |  | Oct. 31 | 2609 | ZR2609
|  | Jan. 23 | 2322 | ZR2322 |  |  | Apr. 26 | 2418 | ZR2418 |  |  | Jul. 29 | 2514 | ZR2514 |  |  | Nov. 1 | 2610 | ZR2610
|  | Jan. 24 | 2323 | ZR2323 |  |  | Apr. 27 | 2419 | ZR2419 |  |  | Jul. 30 | 2515 | ZR2515 |  |  | Nov. 2 | 2611 | ZR2611
|  | Jan. 25 | 2324 | ZR2324 |  |  | Apr. 28 | 2420 | ZR2420 |  |  | Jul. 31 | 2516 | ZR2516 |  |  | Nov. 3 | 2612 | ZR2612
|  | Jan. 26 | 2325 | ZR2325 |  |  | Apr. 29 | 2421 | ZR2421 |  |  | Aug. 1 | 2517 | ZR2517 |  |  | Nov. 4 | 2613 | ZR2613
|  | Jan. 27 | 2326 | ZR2326 |  |  | Apr. 30 | 2422 | ZR2422 |  |  | Aug. 2 | 2518 | ZR2518 |  |  | Nov. 5 | 2614 | ZR2614
|  | Jan. 28 | 2327 | ZR2327 |  |  | Not Used | 2423 | ZR2423 |  |  | Aug. 3 | 2519 | ZR2519 |  |  | Nov. 6 | 2615 | ZR2615
|  | Jan. 29 | 2328 | ZR2328 |  |  | May. 1 | 2424 | ZR2424 |  |  | Aug. 4 | 2520 | ZR2520 |  |  | Nov. 7 | 2616 | ZR2616
|  | Jan. 30 | 2329 | ZR2329 |  |  | May. 2 | 2425 | ZR2425 |  |  | Aug. 5 | 2521 | ZR2521 |  |  | Nov. 8 | 2617 | ZR2617
|  | Jan. 31 | 2330 | ZR2330 |  |  | May. 3 | 2426 | ZR2426 |  |  | Aug. 6 | 2522 | ZR2522 |  |  | Nov. 9 | 2618 | ZR2618
|  | Feb. 1 | 2331 | ZR2331 |  |  | May. 4 | 2427 | ZR2427 |  |  | Aug. 7 | 2523 | ZR2523 |  |  | Nov. 10 | 2619 | ZR2619
|  | Feb. 2 | 2332 | ZR2332 |  |  | May. 5 | 2428 | ZR2428 |  |  | Aug. 8 | 2524 | ZR2524 |  |  | Nov. 11 | 2620 | ZR2620
|  | Feb. 3 | 2333 | ZR2333 |  |  | May. 6 | 2429 | ZR2429 |  |  | Aug. 9 | 2525 | ZR2525 |  |  | Nov. 12 | 2621 | ZR2621
|  | Feb. 4 | 2334 | ZR2334 |  |  | May. 7 | 2430 | ZR2430 |  |  | Aug. 10 | 2526 | ZR2526 |  |  | Nov. 13 | 2622 | ZR2622
|  | Feb. 5 | 2335 | ZR2335 |  |  | May. 8 | 2431 | ZR2431 |  |  | Aug. 11 | 2527 | ZR2527 |  |  | Nov. 14 | 2623 | ZR2623
|  | Feb. 6 | 2336 | ZR2336 |  |  | May. 9 | 2432 | ZR2432 |  |  | Aug. 12 | 2528 | ZR2528 |  |  | Nov. 15 | 2624 | ZR2624
|  | Feb. 7 | 2337 | ZR2337 |  |  | May. 10 | 2433 | ZR2433 |  |  | Aug. 13 | 2529 | ZR2529 |  |  | Nov. 16 | 2625 | ZR2625
|  | Feb. 8 | 2338 | ZR2338 |  |  | May. 11 | 2434 | ZR2434 |  |  | Aug. 14 | 2530 | ZR2530 |  |  | Nov. 17 | 2626 | ZR2626
|  | Feb. 9 | 2339 | ZR2339 |  |  | May. 12 | 2435 | ZR2435 |  |  | Aug. 15 | 2531 | ZR2531 |  |  | Nov. 18 | 2627 | ZR2627
|  | Feb. 10 | 2340 | ZR2340 |  |  | May. 13 | 2436 | ZR2436 |  |  | Aug. 16 | 2532 | ZR2532 |  |  | Nov. 19 | 2628 | ZR2628
|  | Feb. 11 | 2341 | ZR2341 |  |  | May. 14 | 2437 | ZR2437 |  |  | Aug. 17 | 2533 | ZR2533 |  |  | Nov. 20 | 2629 | ZR2629
|  | Feb. 12 | 2342 | ZR2342 |  |  | May. 15 | 2438 | ZR2438 |  |  | Aug. 18 | 2534 | ZR2534 |  |  | Nov. 21 | 2630 | ZR2630
|  | Feb. 13 | 2343 | ZR2343 |  |  | May. 16 | 2439 | ZR2439 |  |  | Aug. 19 | 2535 | ZR2535 |  |  | Nov. 22 | 2631 | ZR2631
|  | Feb. 14 | 2344 | ZR2344 |  |  | May. 17 | 2440 | ZR2440 |  |  | Aug. 20 | 2536 | ZR2536 |  |  | Nov. 23 | 2632 | ZR2632
|  | Feb. 15 | 2345 | ZR2345 |  |  | May. 18 | 2441 | ZR2441 |  |  | Aug. 21 | 2537 | ZR2537 |  |  | Nov. 24 | 2633 | ZR2633
|  | Feb. 16 | 2346 | ZR2346 |  |  | May. 19 | 2442 | ZR2442 |  |  | Aug. 22 | 2538 | ZR2538 |  |  | Nov. 25 | 2634 | ZR2634
|  | Feb. 17 | 2347 | ZR2347 |  |  | May. 20 | 2443 | ZR2443 |  |  | Aug. 23 | 2539 | ZR2539 |  |  | Nov. 26 | 2635 | ZR2635
|  | Feb. 18 | 2348 | ZR2348 |  |  | May. 21 | 2444 | ZR2444 |  |  | Aug. 24 | 2540 | ZR2540 |  |  | Nov. 27 | 2636 | ZR2636
|  | Feb. 19 | 2349 | ZR2349 |  |  | May. 22 | 2445 | ZR2445 |  |  | Aug. 25 | 2541 | ZR2541 |  |  | Nov. 28 | 2637 | ZR2637
|  | Feb. 20 | 2350 | ZR2350 |  |  | May. 23 | 2446 | ZR2446 |  |  | Aug. 26 | 2542 | ZR2542 |  |  | Nov. 29 | 2638 | ZR2638
|  | Feb. 21 | 2351 | ZR2351 |  |  | May. 24 | 2447 | ZR2447 |  |  | Aug. 27 | 2543 | ZR2543 |  |  | Nov. 30 | 2639 | ZR2639
|  | Feb. 22 | 2352 | ZR2352 |  |  | May. 25 | 2448 | ZR2448 |  |  | Aug. 28 | 2544 | ZR2544 |  |  | Not Used | 2640 | ZR2640
|  | Feb. 23 | 2353 | ZR2353 |  |  | May. 26 | 2449 | ZR2449 |  |  | Aug. 29 | 2545 | ZR2545 |  |  | Dec. 1 | 2641 | ZR2641
|  | Feb. 24 | 2354 | ZR2354 |  |  | May. 27 | 2450 | ZR2450 |  |  | Aug. 30 | 2546 | ZR2546 |  |  | Dec. 2 | 2642 | ZR2642
|  | Feb. 25 | 2355 | ZR2355 |  |  | May. 28 | 2451 | ZR2451 |  |  | Aug. 31 | 2547 | ZR2547 |  |  | Dec. 3 | 2643 | ZR2643
|  | Feb. 26 | 2356 | ZR2356 |  |  | May. 29 | 2452 | ZR2452 |  |  | Sep. 1 | 2548 | ZR2548 |  |  | Dec. 4 | 2644 | ZR2644
|  | Feb. 27 | 2357 | ZR2357 |  |  | May. 30 | 2453 | ZR2453 |  |  | Sep. 2 | 2549 | ZR2549 |  |  | Dec. 5 | 2645 | ZR2645
|  | Feb. 28 | 2358 | ZR2358 |  |  | May. 31 | 2454 | ZR2454 |  |  | Sep. 3 | 2550 | ZR2550 |  |  | Dec. 6 | 2646 | ZR2646
|  | Feb. 29 | 2359 | ZR2359 |  |  | Jun. 1 | 2455 | ZR2455 |  |  | Sep. 4 | 2551 | ZR2551 |  |  | Dec. 7 | 2647 | ZR2647
|  | Not Used | 2360 | ZR2360 |  |  | Jun. 2 | 2456 | ZR2456 |  |  | Sep. 5 | 2552 | ZR2552 |  |  | Dec. 8 | 2648 | ZR2648
|  | Not Used | 2361 | ZR2361 |  |  | Jun. 3 | 2457 | ZR2457 |  |  | Sep. 6 | 2553 | ZR2553 |  |  | Dec. 9 | 2649 | ZR2649
|  | Mar. 1 | 2362 | ZR2362 |  |  | Jun. 4 | 2458 | ZR2458 |  |  | Sep. 7 | 2554 | ZR2554 |  |  | Dec. 10 | 2650 | ZR2650
|  | Mar. 2 | 2363 | ZR2363 |  |  | Jun. 5 | 2459 | ZR2459 |  |  | Sep. 8 | 2555 | ZR2555 |  |  | Dec. 11 | 2651 | ZR2651
|  | Mar. 3 | 2364 | ZR2364 |  |  | Jun. 6 | 2460 | ZR2460 |  |  | Sep. 9 | 2556 | ZR2556 |  |  | Dec. 12 | 2652 | ZR2652
|  | Mar. 4 | 2365 | ZR2365 |  |  | Jun. 7 | 2461 | ZR2461 |  |  | Sep. 10 | 2557 | ZR2557 |  |  | Dec. 13 | 2653 | ZR2653
|  | Mar. 5 | 2366 | ZR2366 |  |  | Jun. 8 | 2462 | ZR2462 |  |  | Sep. 11 | 2558 | ZR2558 |  |  | Dec. 14 | 2654 | ZR2654
|  | Mar. 6 | 2367 | ZR2367 |  |  | Jun. 9 | 2463 | ZR2463 |  |  | Sep. 12 | 2559 | ZR2559 |  |  | Dec. 15 | 2655 | ZR2655
|  | Mar. 7 | 2368 | ZR2368 |  |  | Jun. 10 | 2464 | ZR2464 |  |  | Sep. 13 | 2560 | ZR2560 |  |  | Dec. 16 | 2656 | ZR2656
|  | Mar. 8 | 2369 | ZR2369 |  |  | Jun. 11 | 2465 | ZR2465 |  |  | Sep. 14 | 2561 | ZR2561 |  |  | Dec. 17 | 2657 | ZR2657
|  | Mar. 9 | 2370 | ZR2370 |  |  | Jun. 12 | 2466 | ZR2466 |  |  | Sep. 15 | 2562 | ZR2562 |  |  | Dec. 18 | 2658 | ZR2658
|  | Mar. 10 | 2371 | ZR2371 |  |  | Jun. 13 | 2467 | ZR2467 |  |  | Sep. 16 | 2563 | ZR2563 |  |  | Dec. 19 | 2659 | ZR2659
|  | Mar. 11 | 2372 | ZR2372 |  |  | Jun. 14 | 2468 | ZR2468 |  |  | Sep. 17 | 2564 | ZR2564 |  |  | Dec. 20 | 2660 | ZR2660
|  | Mar. 12 | 2373 | ZR2373 |  |  | Jun. 15 | 2469 | ZR2469 |  |  | Sep. 18 | 2565 | ZR2565 |  |  | Dec. 21 | 2661 | ZR2661
|  | Mar. 13 | 2374 | ZR2374 |  |  | Jun. 16 | 2470 | ZR2470 |  |  | Sep. 19 | 2566 | ZR2566 |  |  | Dec. 22 | 2662 | ZR2662
|  | Mar. 14 | 2375 | ZR2375 |  |  | Jun. 17 | 2471 | ZR2471 |  |  | Sep. 20 | 2567 | ZR2567 |  |  | Dec. 23 | 2663 | ZR2663
|  | Mar. 15 | 2376 | ZR2376 |  |  | Jun. 18 | 2472 | ZR2472 |  |  | Sep. 21 | 2568 | ZR2568 |  |  | Dec. 24 | 2664 | ZR2664
|  | Mar. 16 | 2377 | ZR2377 |  |  | Jun. 19 | 2473 | ZR2473 |  |  | Sep. 22 | 2569 | ZR2569 |  |  | Dec. 25 | 2665 | ZR2665
|  | Mar. 17 | 2378 | ZR2378 |  |  | Jun. 20 | 2474 | ZR2474 |  |  | Sep. 23 | 2570 | ZR2570 |  |  | Dec. 26 | 2666 | ZR2666
|  | Mar. 18 | 2379 | ZR2379 |  |  | Jun. 21 | 2475 | ZR2475 |  |  | Sep. 24 | 2571 | ZR2571 |  |  | Dec. 27 | 2667 | ZR2667
|  | Mar. 19 | 2380 | ZR2380 |  |  | Jun. 22 | 2476 | ZR2476 |  |  | Sep. 25 | 2572 | ZR2572 |  |  | Dec. 28 | 2668 | ZR2668
|  | Mar. 20 | 2381 | ZR2381 |  |  | Jun. 23 | 2477 | ZR2477 |  |  | Sep. 26 | 2573 | ZR2573 |  |  | Dec. 29 | 2669 | ZR2669
|  | Mar. 21 | 2382 | ZR2382 |  |  | Jun. 24 | 2478 | ZR2478 |  |  | Sep. 27 | 2574 | ZR2574 |  |  | Dec. 30 | 2670 | ZR2670
|  | Mar. 22 | 2383 | ZR2383 |  |  | Jun. 25 | 2479 | ZR2479 |  |  | Sep. 28 | 2575 | ZR2575 |  |  | Dec. 31 | 2671 | ZR2671
|  | Mar. 23 | 2384 | ZR2384 |  |  | Jun. 26 | 2480 | ZR2480 |  |  | Sep. 29 | 2576 | ZR2576
|  | Mar. 24 | 2385 | ZR2385 |  |  | Jun. 27 | 2481 | ZR2481 |  |  | Sep. 30 | 2577 | ZR2577 |  |  | Year | 2680 | ZR2680
|  | Mar. 25 | 2386 | ZR2386 |  |  | Jun. 28 | 2482 | ZR2482 |  |  | Not Used | 2578 | ZR2578 |  |  | Month | 2681 | ZR2681
|  | Mar. 26 | 2387 | ZR2387 |  |  | Jun. 29 | 2483 | ZR2483 |  |  | Oct. 1 | 2579 | ZR2579 |  |  | Date | 2682 | ZR2682
|  | Mar. 27 | 2388 | ZR2388 |  |  | Jun. 30 | 2484 | ZR2484 |  |  | Oct. 2 | 2580 | ZR2580 |  |  | Hour | 2683 | ZR2683
|  | Mar. 28 | 2389 | ZR2389 |  |  | Not Used | 2485 | ZR2485 |  |  | Oct. 3 | 2581 | ZR2581 |  |  | Minute | 2684 | ZR2684
|  | Mar. 29 | 2390 | ZR2390 |  |  | Jul. 1 | 2486 | ZR2486 |  |  | Oct. 4 | 2582 | ZR2582 |  |  | Second | 2685 | ZR2685
|  | Mar. 30 | 2391 | ZR2391 |  |  | Jul. 2 | 2487 | ZR2487 |  |  | Oct. 5 | 2583 | ZR2583 |  |  | Day of Week | 2686 | ZR2686
|  | Mar. 31 | 2392 | ZR2392 |  |  | Jul. 3 | 2488 | ZR2488 |  |  | Oct. 6 | 2584 | ZR2584
|  | Apr. 1 | 2393 | ZR2393 |  |  | Jul. 4 | 2489 | ZR2489 |  |  | Oct. 7 | 2585 | ZR2585
|  | Apr. 2 | 2394 | ZR2394 |  |  | Jul. 5 | 2490 | ZR2490 |  |  | Oct. 8 | 2586 | ZR2586
|  | Apr. 3 | 2395 | ZR2395 |  |  | Jul. 6 | 2491 | ZR2491 |  |  | Oct. 9 | 2587 | ZR2587

## GraphDataTable_CH1_Io（Old）
2.3 Data Table CH1 Io (Past)
CH1 Io |  | 0 |  |  | CH1 Io |  | 0 |  |  | CH1 Io |  | 0 |  |  | CH1 Io |  | 0
|  | NOW |  | 1Hour_GraphDataTable |  |  | NOW |  | 1Hour_GraphDataTable |  |  | NOW |  | 1Hour_GraphDataTable |  |  | NOW |  | 1Hour_GraphDataTable | NOW |  | 1Day_GraphDataTable | NOW |  | 1Day_GraphDataTable | NOW |  | 1Day_GraphDataTable | NOW |  | 1Day_GraphDataTable | NOW |  | 1Year_GraphDataTable | NOW |  | 1Year_GraphDataTable | NOW |  | 1Year_GraphDataTable | NOW |  | 1Year_GraphDataTable
|  | 0:00 | 0 | ZR0 |  |  | 0:00 | 0 | ZR0 |  |  | 0:00 | 0 | ZR0 |  |  | 0:00 | 0 | ZR0 | 0:00 | 800 | ZR800 | 0:00 | 800 | ZR800 | 0:00 | 800 | ZR800 | 0:00 | 800 | ZR800 | 2011-01-01 | #REF! | #REF! | 2011-01-01 | #REF! | #REF! | 2011-01-01 | #REF! | #REF! | 2011-01-01 | #REF! | #REF!
|  | 0:00 | 1 | ZR1 |  |  | 0:00 | 1 | ZR1 |  |  | 0:00 | 1 | ZR1 |  |  | 0:00 | 1 | ZR1 | 0:05 | 801 | ZR801 | 0:05 | 801 | ZR801 | 0:05 | 801 | ZR801 | 0:05 | 801 | ZR801 | 2011-01-02 | #REF! | #REF! | 2011-01-02 | #REF! | #REF! | 2011-01-02 | #REF! | #REF! | 2011-01-02 | #REF! | #REF!
|  | 0:00 | 2 | ZR2 |  |  | 0:00 | 2 | ZR2 |  |  | 0:00 | 2 | ZR2 |  |  | 0:00 | 2 | ZR2 | 0:10 | 802 | ZR802 | 0:10 | 802 | ZR802 | 0:10 | 802 | ZR802 | 0:10 | 802 | ZR802 | 2011-01-03 | #REF! | #REF! | 2011-01-03 | #REF! | #REF! | 2011-01-03 | #REF! | #REF! | 2011-01-03 | #REF! | #REF!
|  | 0:00 | 3 | ZR3 |  |  | 0:00 | 3 | ZR3 |  |  | 0:00 | 3 | ZR3 |  |  | 0:00 | 3 | ZR3 | 0:15 | 803 | ZR803 | 0:15 | 803 | ZR803 | 0:15 | 803 | ZR803 | 0:15 | 803 | ZR803 | 2011-01-04 | #REF! | #REF! | 2011-01-04 | #REF! | #REF! | 2011-01-04 | #REF! | #REF! | 2011-01-04 | #REF! | #REF!
|  | 0:01 | 4 | ZR4 |  |  | 0:01 | 4 | ZR4 |  |  | 0:01 | 4 | ZR4 |  |  | 0:01 | 4 | ZR4 | 0:20 | 804 | ZR804 | 0:20 | 804 | ZR804 | 0:20 | 804 | ZR804 | 0:20 | 804 | ZR804 | 2011-01-05 | #REF! | #REF! | 2011-01-05 | #REF! | #REF! | 2011-01-05 | #REF! | #REF! | 2011-01-05 | #REF! | #REF!
|  | 0:01 | 5 | ZR5 |  |  | 0:01 | 5 | ZR5 |  |  | 0:01 | 5 | ZR5 |  |  | 0:01 | 5 | ZR5 | 0:25 | 805 | ZR805 | 0:25 | 805 | ZR805 | 0:25 | 805 | ZR805 | 0:25 | 805 | ZR805 | 2011-01-06 | #REF! | #REF! | 2011-01-06 | #REF! | #REF! | 2011-01-06 | #REF! | #REF! | 2011-01-06 | #REF! | #REF!
|  | 0:01 | 6 | ZR6 |  |  | 0:01 | 6 | ZR6 |  |  | 0:01 | 6 | ZR6 |  |  | 0:01 | 6 | ZR6 | 0:30 | 806 | ZR806 | 0:30 | 806 | ZR806 | 0:30 | 806 | ZR806 | 0:30 | 806 | ZR806 | 2011-01-07 | #REF! | #REF! | 2011-01-07 | #REF! | #REF! | 2011-01-07 | #REF! | #REF! | 2011-01-07 | #REF! | #REF!
|  | 0:01 | 7 | ZR7 |  |  | 0:01 | 7 | ZR7 |  |  | 0:01 | 7 | ZR7 |  |  | 0:01 | 7 | ZR7 | 0:35 | 807 | ZR807 | 0:35 | 807 | ZR807 | 0:35 | 807 | ZR807 | 0:35 | 807 | ZR807 | 2011-01-08 | #REF! | #REF! | 2011-01-08 | #REF! | #REF! | 2011-01-08 | #REF! | #REF! | 2011-01-08 | #REF! | #REF!
|  | 0:01 | 8 | ZR8 |  |  | 0:01 | 8 | ZR8 |  |  | 0:01 | 8 | ZR8 |  |  | 0:01 | 8 | ZR8 | 0:40 | 808 | ZR808 | 0:40 | 808 | ZR808 | 0:40 | 808 | ZR808 | 0:40 | 808 | ZR808 | 2011-01-09 | #REF! | #REF! | 2011-01-09 | #REF! | #REF! | 2011-01-09 | #REF! | #REF! | 2011-01-09 | #REF! | #REF!
|  | 0:02 | 9 | ZR9 |  |  | 0:02 | 9 | ZR9 |  |  | 0:02 | 9 | ZR9 |  |  | 0:02 | 9 | ZR9 | 0:45 | 809 | ZR809 | 0:45 | 809 | ZR809 | 0:45 | 809 | ZR809 | 0:45 | 809 | ZR809 | 2011-01-10 | #REF! | #REF! | 2011-01-10 | #REF! | #REF! | 2011-01-10 | #REF! | #REF! | 2011-01-10 | #REF! | #REF!
|  | 0:02 | 10 | ZR10 |  |  | 0:02 | 10 | ZR10 |  |  | 0:02 | 10 | ZR10 |  |  | 0:02 | 10 | ZR10 | 0:50 | 810 | ZR810 | 0:50 | 810 | ZR810 | 0:50 | 810 | ZR810 | 0:50 | 810 | ZR810 | 2011-01-11 | #REF! | #REF! | 2011-01-11 | #REF! | #REF! | 2011-01-11 | #REF! | #REF! | 2011-01-11 | #REF! | #REF!
|  | 0:02 | 11 | ZR11 |  |  | 0:02 | 11 | ZR11 |  |  | 0:02 | 11 | ZR11 |  |  | 0:02 | 11 | ZR11 | 0:55 | 811 | ZR811 | 0:55 | 811 | ZR811 | 0:55 | 811 | ZR811 | 0:55 | 811 | ZR811 | 2011-01-12 | #REF! | #REF! | 2011-01-12 | #REF! | #REF! | 2011-01-12 | #REF! | #REF! | 2011-01-12 | #REF! | #REF!
|  | 0:02 | 12 | ZR12 |  |  | 0:02 | 12 | ZR12 |  |  | 0:02 | 12 | ZR12 |  |  | 0:02 | 12 | ZR12 | 1:00 | 812 | ZR812 | 1:00 | 812 | ZR812 | 1:00 | 812 | ZR812 | 1:00 | 812 | ZR812 | 2011-01-13 | #REF! | #REF! | 2011-01-13 | #REF! | #REF! | 2011-01-13 | #REF! | #REF! | 2011-01-13 | #REF! | #REF!
|  | 0:02 | 13 | ZR13 |  |  | 0:02 | 13 | ZR13 |  |  | 0:02 | 13 | ZR13 |  |  | 0:02 | 13 | ZR13 | 1:05 | 813 | ZR813 | 1:05 | 813 | ZR813 | 1:05 | 813 | ZR813 | 1:05 | 813 | ZR813 | 2011-01-14 | #REF! | #REF! | 2011-01-14 | #REF! | #REF! | 2011-01-14 | #REF! | #REF! | 2011-01-14 | #REF! | #REF!
|  | 0:02 | 14 | ZR14 |  |  | 0:02 | 14 | ZR14 |  |  | 0:02 | 14 | ZR14 |  |  | 0:02 | 14 | ZR14 | 1:10 | 814 | ZR814 | 1:10 | 814 | ZR814 | 1:10 | 814 | ZR814 | 1:10 | 814 | ZR814 | 2011-01-15 | #REF! | #REF! | 2011-01-15 | #REF! | #REF! | 2011-01-15 | #REF! | #REF! | 2011-01-15 | #REF! | #REF!
|  | 0:02 | 15 | ZR15 |  |  | 0:02 | 15 | ZR15 |  |  | 0:02 | 15 | ZR15 |  |  | 0:02 | 15 | ZR15 | 1:15 | 815 | ZR815 | 1:15 | 815 | ZR815 | 1:15 | 815 | ZR815 | 1:15 | 815 | ZR815 | 2011-01-16 | #REF! | #REF! | 2011-01-16 | #REF! | #REF! | 2011-01-16 | #REF! | #REF! | 2011-01-16 | #REF! | #REF!
|  | 0:03 | 16 | ZR16 |  |  | 0:03 | 16 | ZR16 |  |  | 0:03 | 16 | ZR16 |  |  | 0:03 | 16 | ZR16 | 1:20 | 816 | ZR816 | 1:20 | 816 | ZR816 | 1:20 | 816 | ZR816 | 1:20 | 816 | ZR816 | 2011-01-17 | #REF! | #REF! | 2011-01-17 | #REF! | #REF! | 2011-01-17 | #REF! | #REF! | 2011-01-17 | #REF! | #REF!
|  | 0:03 | 17 | ZR17 |  |  | 0:03 | 17 | ZR17 |  |  | 0:03 | 17 | ZR17 |  |  | 0:03 | 17 | ZR17 | 1:25 | 817 | ZR817 | 1:25 | 817 | ZR817 | 1:25 | 817 | ZR817 | 1:25 | 817 | ZR817 | 2011-01-18 | #REF! | #REF! | 2011-01-18 | #REF! | #REF! | 2011-01-18 | #REF! | #REF! | 2011-01-18 | #REF! | #REF!
|  | 0:03 | 18 | ZR18 |  |  | 0:03 | 18 | ZR18 |  |  | 0:03 | 18 | ZR18 |  |  | 0:03 | 18 | ZR18 | 1:30 | 818 | ZR818 | 1:30 | 818 | ZR818 | 1:30 | 818 | ZR818 | 1:30 | 818 | ZR818 | 2011-01-19 | #REF! | #REF! | 2011-01-19 | #REF! | #REF! | 2011-01-19 | #REF! | #REF! | 2011-01-19 | #REF! | #REF!
|  | 0:03 | 19 | ZR19 |  |  | 0:03 | 19 | ZR19 |  |  | 0:03 | 19 | ZR19 |  |  | 0:03 | 19 | ZR19 | 1:35 | 819 | ZR819 | 1:35 | 819 | ZR819 | 1:35 | 819 | ZR819 | 1:35 | 819 | ZR819 | 2011-01-20 | #REF! | #REF! | 2011-01-20 | #REF! | #REF! | 2011-01-20 | #REF! | #REF! | 2011-01-20 | #REF! | #REF!
|  | 0:03 | 20 | ZR20 |  |  | 0:03 | 20 | ZR20 |  |  | 0:03 | 20 | ZR20 |  |  | 0:03 | 20 | ZR20 | 1:40 | 820 | ZR820 | 1:40 | 820 | ZR820 | 1:40 | 820 | ZR820 | 1:40 | 820 | ZR820 | 2011-01-21 | #REF! | #REF! | 2011-01-21 | #REF! | #REF! | 2011-01-21 | #REF! | #REF! | 2011-01-21 | #REF! | #REF!
|  | 0:04 | 21 | ZR21 |  |  | 0:04 | 21 | ZR21 |  |  | 0:04 | 21 | ZR21 |  |  | 0:04 | 21 | ZR21 | 1:45 | 821 | ZR821 | 1:45 | 821 | ZR821 | 1:45 | 821 | ZR821 | 1:45 | 821 | ZR821 | 2011-01-22 | #REF! | #REF! | 2011-01-22 | #REF! | #REF! | 2011-01-22 | #REF! | #REF! | 2011-01-22 | #REF! | #REF!
|  | 0:04 | 22 | ZR22 |  |  | 0:04 | 22 | ZR22 |  |  | 0:04 | 22 | ZR22 |  |  | 0:04 | 22 | ZR22 | 1:50 | 822 | ZR822 | 1:50 | 822 | ZR822 | 1:50 | 822 | ZR822 | 1:50 | 822 | ZR822 | 2011-01-23 | #REF! | #REF! | 2011-01-23 | #REF! | #REF! | 2011-01-23 | #REF! | #REF! | 2011-01-23 | #REF! | #REF!
|  | 0:04 | 23 | ZR23 |  |  | 0:04 | 23 | ZR23 |  |  | 0:04 | 23 | ZR23 |  |  | 0:04 | 23 | ZR23 | 1:55 | 823 | ZR823 | 1:55 | 823 | ZR823 | 1:55 | 823 | ZR823 | 1:55 | 823 | ZR823 | 2011-01-24 | #REF! | #REF! | 2011-01-24 | #REF! | #REF! | 2011-01-24 | #REF! | #REF! | 2011-01-24 | #REF! | #REF!
|  | 0:04 | 24 | ZR24 |  |  | 0:04 | 24 | ZR24 |  |  | 0:04 | 24 | ZR24 |  |  | 0:04 | 24 | ZR24 | 2:00 | 824 | ZR824 | 2:00 | 824 | ZR824 | 2:00 | 824 | ZR824 | 2:00 | 824 | ZR824 | 2011-01-25 | #REF! | #REF! | 2011-01-25 | #REF! | #REF! | 2011-01-25 | #REF! | #REF! | 2011-01-25 | #REF! | #REF!
|  | 0:04 | 25 | ZR25 |  |  | 0:04 | 25 | ZR25 |  |  | 0:04 | 25 | ZR25 |  |  | 0:04 | 25 | ZR25 | 2:05 | 825 | ZR825 | 2:05 | 825 | ZR825 | 2:05 | 825 | ZR825 | 2:05 | 825 | ZR825 | 2011-01-26 | #REF! | #REF! | 2011-01-26 | #REF! | #REF! | 2011-01-26 | #REF! | #REF! | 2011-01-26 | #REF! | #REF!
|  | 0:04 | 26 | ZR26 |  |  | 0:04 | 26 | ZR26 |  |  | 0:04 | 26 | ZR26 |  |  | 0:04 | 26 | ZR26 | 2:10 | 826 | ZR826 | 2:10 | 826 | ZR826 | 2:10 | 826 | ZR826 | 2:10 | 826 | ZR826 | 2011-01-27 | #REF! | #REF! | 2011-01-27 | #REF! | #REF! | 2011-01-27 | #REF! | #REF! | 2011-01-27 | #REF! | #REF!
|  | 0:04 | 27 | ZR27 |  |  | 0:04 | 27 | ZR27 |  |  | 0:04 | 27 | ZR27 |  |  | 0:04 | 27 | ZR27 | 2:15 | 827 | ZR827 | 2:15 | 827 | ZR827 | 2:15 | 827 | ZR827 | 2:15 | 827 | ZR827 | 2011-01-28 | #REF! | #REF! | 2011-01-28 | #REF! | #REF! | 2011-01-28 | #REF! | #REF! | 2011-01-28 | #REF! | #REF!
|  | 0:05 | 28 | ZR28 |  |  | 0:05 | 28 | ZR28 |  |  | 0:05 | 28 | ZR28 |  |  | 0:05 | 28 | ZR28 | 2:20 | 828 | ZR828 | 2:20 | 828 | ZR828 | 2:20 | 828 | ZR828 | 2:20 | 828 | ZR828 | 2011-01-29 | #REF! | #REF! | 2011-01-29 | #REF! | #REF! | 2011-01-29 | #REF! | #REF! | 2011-01-29 | #REF! | #REF!
|  | 0:05 | 29 | ZR29 |  |  | 0:05 | 29 | ZR29 |  |  | 0:05 | 29 | ZR29 |  |  | 0:05 | 29 | ZR29 | 2:25 | 829 | ZR829 | 2:25 | 829 | ZR829 | 2:25 | 829 | ZR829 | 2:25 | 829 | ZR829 | 2011-01-30 | #REF! | #REF! | 2011-01-30 | #REF! | #REF! | 2011-01-30 | #REF! | #REF! | 2011-01-30 | #REF! | #REF!
|  | 0:05 | 30 | ZR30 |  |  | 0:05 | 30 | ZR30 |  |  | 0:05 | 30 | ZR30 |  |  | 0:05 | 30 | ZR30 | 2:30 | 830 | ZR830 | 2:30 | 830 | ZR830 | 2:30 | 830 | ZR830 | 2:30 | 830 | ZR830 | 2011-01-31 | #REF! | #REF! | 2011-01-31 | #REF! | #REF! | 2011-01-31 | #REF! | #REF! | 2011-01-31 | #REF! | #REF!
|  | 0:05 | 31 | ZR31 |  |  | 0:05 | 31 | ZR31 |  |  | 0:05 | 31 | ZR31 |  |  | 0:05 | 31 | ZR31 | 2:35 | 831 | ZR831 | 2:35 | 831 | ZR831 | 2:35 | 831 | ZR831 | 2:35 | 831 | ZR831 | 2011-02-01 | #REF! | #REF! | 2011-02-01 | #REF! | #REF! | 2011-02-01 | #REF! | #REF! | 2011-02-01 | #REF! | #REF!
|  | 0:05 | 32 | ZR32 |  |  | 0:05 | 32 | ZR32 |  |  | 0:05 | 32 | ZR32 |  |  | 0:05 | 32 | ZR32 | 2:40 | 832 | ZR832 | 2:40 | 832 | ZR832 | 2:40 | 832 | ZR832 | 2:40 | 832 | ZR832 | 2011-02-02 | #REF! | #REF! | 2011-02-02 | #REF! | #REF! | 2011-02-02 | #REF! | #REF! | 2011-02-02 | #REF! | #REF!
|  | 0:05 | 33 | ZR33 |  |  | 0:05 | 33 | ZR33 |  |  | 0:05 | 33 | ZR33 |  |  | 0:05 | 33 | ZR33 | 2:45 | 833 | ZR833 | 2:45 | 833 | ZR833 | 2:45 | 833 | ZR833 | 2:45 | 833 | ZR833 | 2011-02-03 | #REF! | #REF! | 2011-02-03 | #REF! | #REF! | 2011-02-03 | #REF! | #REF! | 2011-02-03 | #REF! | #REF!
|  | 0:06 | 34 | ZR34 |  |  | 0:06 | 34 | ZR34 |  |  | 0:06 | 34 | ZR34 |  |  | 0:06 | 34 | ZR34 | 2:50 | 834 | ZR834 | 2:50 | 834 | ZR834 | 2:50 | 834 | ZR834 | 2:50 | 834 | ZR834 | 2011-02-04 | #REF! | #REF! | 2011-02-04 | #REF! | #REF! | 2011-02-04 | #REF! | #REF! | 2011-02-04 | #REF! | #REF!
|  | 0:06 | 35 | ZR35 |  |  | 0:06 | 35 | ZR35 |  |  | 0:06 | 35 | ZR35 |  |  | 0:06 | 35 | ZR35 | 2:55 | 835 | ZR835 | 2:55 | 835 | ZR835 | 2:55 | 835 | ZR835 | 2:55 | 835 | ZR835 | 2011-02-05 | #REF! | #REF! | 2011-02-05 | #REF! | #REF! | 2011-02-05 | #REF! | #REF! | 2011-02-05 | #REF! | #REF!
|  | 0:06 | 36 | ZR36 |  |  | 0:06 | 36 | ZR36 |  |  | 0:06 | 36 | ZR36 |  |  | 0:06 | 36 | ZR36 | 3:00 | 836 | ZR836 | 3:00 | 836 | ZR836 | 3:00 | 836 | ZR836 | 3:00 | 836 | ZR836 | 2011-02-06 | #REF! | #REF! | 2011-02-06 | #REF! | #REF! | 2011-02-06 | #REF! | #REF! | 2011-02-06 | #REF! | #REF!
|  | 0:06 | 37 | ZR37 |  |  | 0:06 | 37 | ZR37 |  |  | 0:06 | 37 | ZR37 |  |  | 0:06 | 37 | ZR37 | 3:05 | 837 | ZR837 | 3:05 | 837 | ZR837 | 3:05 | 837 | ZR837 | 3:05 | 837 | ZR837 | 2011-02-07 | #REF! | #REF! | 2011-02-07 | #REF! | #REF! | 2011-02-07 | #REF! | #REF! | 2011-02-07 | #REF! | #REF!
|  | 0:06 | 38 | ZR38 |  |  | 0:06 | 38 | ZR38 |  |  | 0:06 | 38 | ZR38 |  |  | 0:06 | 38 | ZR38 | 3:10 | 838 | ZR838 | 3:10 | 838 | ZR838 | 3:10 | 838 | ZR838 | 3:10 | 838 | ZR838 | 2011-02-08 | #REF! | #REF! | 2011-02-08 | #REF! | #REF! | 2011-02-08 | #REF! | #REF! | 2011-02-08 | #REF! | #REF!
|  | 0:07 | 39 | ZR39 |  |  | 0:07 | 39 | ZR39 |  |  | 0:07 | 39 | ZR39 |  |  | 0:07 | 39 | ZR39 | 3:15 | 839 | ZR839 | 3:15 | 839 | ZR839 | 3:15 | 839 | ZR839 | 3:15 | 839 | ZR839 | 2011-02-09 | #REF! | #REF! | 2011-02-09 | #REF! | #REF! | 2011-02-09 | #REF! | #REF! | 2011-02-09 | #REF! | #REF!
|  | 0:07 | 40 | ZR40 |  |  | 0:07 | 40 | ZR40 |  |  | 0:07 | 40 | ZR40 |  |  | 0:07 | 40 | ZR40 | 3:20 | 840 | ZR840 | 3:20 | 840 | ZR840 | 3:20 | 840 | ZR840 | 3:20 | 840 | ZR840 | 2011-02-10 | #REF! | #REF! | 2011-02-10 | #REF! | #REF! | 2011-02-10 | #REF! | #REF! | 2011-02-10 | #REF! | #REF!
|  | 0:07 | 41 | ZR41 |  |  | 0:07 | 41 | ZR41 |  |  | 0:07 | 41 | ZR41 |  |  | 0:07 | 41 | ZR41 | 3:25 | 841 | ZR841 | 3:25 | 841 | ZR841 | 3:25 | 841 | ZR841 | 3:25 | 841 | ZR841 | 2011-02-11 | #REF! | #REF! | 2011-02-11 | #REF! | #REF! | 2011-02-11 | #REF! | #REF! | 2011-02-11 | #REF! | #REF!
|  | 0:07 | 42 | ZR42 |  |  | 0:07 | 42 | ZR42 |  |  | 0:07 | 42 | ZR42 |  |  | 0:07 | 42 | ZR42 | 3:30 | 842 | ZR842 | 3:30 | 842 | ZR842 | 3:30 | 842 | ZR842 | 3:30 | 842 | ZR842 | 2011-02-12 | #REF! | #REF! | 2011-02-12 | #REF! | #REF! | 2011-02-12 | #REF! | #REF! | 2011-02-12 | #REF! | #REF!
|  | 0:07 | 43 | ZR43 |  |  | 0:07 | 43 | ZR43 |  |  | 0:07 | 43 | ZR43 |  |  | 0:07 | 43 | ZR43 | 3:35 | 843 | ZR843 | 3:35 | 843 | ZR843 | 3:35 | 843 | ZR843 | 3:35 | 843 | ZR843 | 2011-02-13 | #REF! | #REF! | 2011-02-13 | #REF! | #REF! | 2011-02-13 | #REF! | #REF! | 2011-02-13 | #REF! | #REF!
|  | 0:07 | 44 | ZR44 |  |  | 0:07 | 44 | ZR44 |  |  | 0:07 | 44 | ZR44 |  |  | 0:07 | 44 | ZR44 | 3:40 | 844 | ZR844 | 3:40 | 844 | ZR844 | 3:40 | 844 | ZR844 | 3:40 | 844 | ZR844 | 2011-02-14 | #REF! | #REF! | 2011-02-14 | #REF! | #REF! | 2011-02-14 | #REF! | #REF! | 2011-02-14 | #REF! | #REF!
|  | 0:07 | 45 | ZR45 |  |  | 0:07 | 45 | ZR45 |  |  | 0:07 | 45 | ZR45 |  |  | 0:07 | 45 | ZR45 | 3:45 | 845 | ZR845 | 3:45 | 845 | ZR845 | 3:45 | 845 | ZR845 | 3:45 | 845 | ZR845 | 2011-02-15 | #REF! | #REF! | 2011-02-15 | #REF! | #REF! | 2011-02-15 | #REF! | #REF! | 2011-02-15 | #REF! | #REF!
|  | 0:08 | 46 | ZR46 |  |  | 0:08 | 46 | ZR46 |  |  | 0:08 | 46 | ZR46 |  |  | 0:08 | 46 | ZR46 | 3:50 | 846 | ZR846 | 3:50 | 846 | ZR846 | 3:50 | 846 | ZR846 | 3:50 | 846 | ZR846 | 2011-02-16 | #REF! | #REF! | 2011-02-16 | #REF! | #REF! | 2011-02-16 | #REF! | #REF! | 2011-02-16 | #REF! | #REF!
|  | 0:08 | 47 | ZR47 |  |  | 0:08 | 47 | ZR47 |  |  | 0:08 | 47 | ZR47 |  |  | 0:08 | 47 | ZR47 | 3:55 | 847 | ZR847 | 3:55 | 847 | ZR847 | 3:55 | 847 | ZR847 | 3:55 | 847 | ZR847 | 2011-02-17 | #REF! | #REF! | 2011-02-17 | #REF! | #REF! | 2011-02-17 | #REF! | #REF! | 2011-02-17 | #REF! | #REF!
|  | 0:08 | 48 | ZR48 |  |  | 0:08 | 48 | ZR48 |  |  | 0:08 | 48 | ZR48 |  |  | 0:08 | 48 | ZR48 | 4:00 | 848 | ZR848 | 4:00 | 848 | ZR848 | 4:00 | 848 | ZR848 | 4:00 | 848 | ZR848 | 2011-02-18 | #REF! | #REF! | 2011-02-18 | #REF! | #REF! | 2011-02-18 | #REF! | #REF! | 2011-02-18 | #REF! | #REF!
|  | 0:08 | 49 | ZR49 |  |  | 0:08 | 49 | ZR49 |  |  | 0:08 | 49 | ZR49 |  |  | 0:08 | 49 | ZR49 | 4:05 | 849 | ZR849 | 4:05 | 849 | ZR849 | 4:05 | 849 | ZR849 | 4:05 | 849 | ZR849 | 2011-02-19 | #REF! | #REF! | 2011-02-19 | #REF! | #REF! | 2011-02-19 | #REF! | #REF! | 2011-02-19 | #REF! | #REF!
|  | 0:08 | 50 | ZR50 |  |  | 0:08 | 50 | ZR50 |  |  | 0:08 | 50 | ZR50 |  |  | 0:08 | 50 | ZR50 | 4:10 | 850 | ZR850 | 4:10 | 850 | ZR850 | 4:10 | 850 | ZR850 | 4:10 | 850 | ZR850 | 2011-02-20 | #REF! | #REF! | 2011-02-20 | #REF! | #REF! | 2011-02-20 | #REF! | #REF! | 2011-02-20 | #REF! | #REF!
|  | 0:09 | 51 | ZR51 |  |  | 0:09 | 51 | ZR51 |  |  | 0:09 | 51 | ZR51 |  |  | 0:09 | 51 | ZR51 | 4:15 | 851 | ZR851 | 4:15 | 851 | ZR851 | 4:15 | 851 | ZR851 | 4:15 | 851 | ZR851 | 2011-02-21 | #REF! | #REF! | 2011-02-21 | #REF! | #REF! | 2011-02-21 | #REF! | #REF! | 2011-02-21 | #REF! | #REF!
|  | 0:09 | 52 | ZR52 |  |  | 0:09 | 52 | ZR52 |  |  | 0:09 | 52 | ZR52 |  |  | 0:09 | 52 | ZR52 | 4:20 | 852 | ZR852 | 4:20 | 852 | ZR852 | 4:20 | 852 | ZR852 | 4:20 | 852 | ZR852 | 2011-02-22 | #REF! | #REF! | 2011-02-22 | #REF! | #REF! | 2011-02-22 | #REF! | #REF! | 2011-02-22 | #REF! | #REF!
|  | 0:09 | 53 | ZR53 |  |  | 0:09 | 53 | ZR53 |  |  | 0:09 | 53 | ZR53 |  |  | 0:09 | 53 | ZR53 | 4:25 | 853 | ZR853 | 4:25 | 853 | ZR853 | 4:25 | 853 | ZR853 | 4:25 | 853 | ZR853 | 2011-02-23 | #REF! | #REF! | 2011-02-23 | #REF! | #REF! | 2011-02-23 | #REF! | #REF! | 2011-02-23 | #REF! | #REF!
|  | 0:09 | 54 | ZR54 |  |  | 0:09 | 54 | ZR54 |  |  | 0:09 | 54 | ZR54 |  |  | 0:09 | 54 | ZR54 | 4:30 | 854 | ZR854 | 4:30 | 854 | ZR854 | 4:30 | 854 | ZR854 | 4:30 | 854 | ZR854 | 2011-02-24 | #REF! | #REF! | 2011-02-24 | #REF! | #REF! | 2011-02-24 | #REF! | #REF! | 2011-02-24 | #REF! | #REF!
|  | 0:09 | 55 | ZR55 |  |  | 0:09 | 55 | ZR55 |  |  | 0:09 | 55 | ZR55 |  |  | 0:09 | 55 | ZR55 | 4:35 | 855 | ZR855 | 4:35 | 855 | ZR855 | 4:35 | 855 | ZR855 | 4:35 | 855 | ZR855 | 2011-02-25 | #REF! | #REF! | 2011-02-25 | #REF! | #REF! | 2011-02-25 | #REF! | #REF! | 2011-02-25 | #REF! | #REF!
|  | 0:09 | 56 | ZR56 |  |  | 0:09 | 56 | ZR56 |  |  | 0:09 | 56 | ZR56 |  |  | 0:09 | 56 | ZR56 | 4:40 | 856 | ZR856 | 4:40 | 856 | ZR856 | 4:40 | 856 | ZR856 | 4:40 | 856 | ZR856 | 2011-02-26 | #REF! | #REF! | 2011-02-26 | #REF! | #REF! | 2011-02-26 | #REF! | #REF! | 2011-02-26 | #REF! | #REF!
|  | 0:09 | 57 | ZR57 |  |  | 0:09 | 57 | ZR57 |  |  | 0:09 | 57 | ZR57 |  |  | 0:09 | 57 | ZR57 | 4:45 | 857 | ZR857 | 4:45 | 857 | ZR857 | 4:45 | 857 | ZR857 | 4:45 | 857 | ZR857 | 2011-02-27 | #REF! | #REF! | 2011-02-27 | #REF! | #REF! | 2011-02-27 | #REF! | #REF! | 2011-02-27 | #REF! | #REF!
|  | 0:10 | 58 | ZR58 |  |  | 0:10 | 58 | ZR58 |  |  | 0:10 | 58 | ZR58 |  |  | 0:10 | 58 | ZR58 | 4:50 | 858 | ZR858 | 4:50 | 858 | ZR858 | 4:50 | 858 | ZR858 | 4:50 | 858 | ZR858 | 2011-02-28 | #REF! | #REF! | 2011-02-28 | #REF! | #REF! | 2011-02-28 | #REF! | #REF! | 2011-02-28 | #REF! | #REF!
|  | 0:10 | 59 | ZR59 |  |  | 0:10 | 59 | ZR59 |  |  | 0:10 | 59 | ZR59 |  |  | 0:10 | 59 | ZR59 | 4:55 | 859 | ZR859 | 4:55 | 859 | ZR859 | 4:55 | 859 | ZR859 | 4:55 | 859 | ZR859 | 2月29日 | #REF! | #REF! | 2月29日 | #REF! | #REF! | 2月29日 | #REF! | #REF! | 2月29日 | #REF! | #REF!
|  | 0:10 | 60 | ZR60 |  |  | 0:10 | 60 | ZR60 |  |  | 0:10 | 60 | ZR60 |  |  | 0:10 | 60 | ZR60 | 5:00 | 860 | ZR860 | 5:00 | 860 | ZR860 | 5:00 | 860 | ZR860 | 5:00 | 860 | ZR860 |  | #REF! | #REF! |  | #REF! | #REF! |  | #REF! | #REF! |  | #REF! | #REF!
|  | 0:10 | 61 | ZR61 |  |  | 0:10 | 61 | ZR61 |  |  | 0:10 | 61 | ZR61 |  |  | 0:10 | 61 | ZR61 | 5:05 | 861 | ZR861 | 5:05 | 861 | ZR861 | 5:05 | 861 | ZR861 | 5:05 | 861 | ZR861 |  | #REF! | #REF! |  | #REF! | #REF! |  | #REF! | #REF! |  | #REF! | #REF!
|  | 0:10 | 62 | ZR62 |  |  | 0:10 | 62 | ZR62 |  |  | 0:10 | 62 | ZR62 |  |  | 0:10 | 62 | ZR62 | 5:10 | 862 | ZR862 | 5:10 | 862 | ZR862 | 5:10 | 862 | ZR862 | 5:10 | 862 | ZR862 | 2011-03-01 | #REF! | #REF! | 2011-03-01 | #REF! | #REF! | 2011-03-01 | #REF! | #REF! | 2011-03-01 | #REF! | #REF!
|  | 0:11 | 63 | ZR63 |  |  | 0:11 | 63 | ZR63 |  |  | 0:11 | 63 | ZR63 |  |  | 0:11 | 63 | ZR63 | 5:15 | 863 | ZR863 | 5:15 | 863 | ZR863 | 5:15 | 863 | ZR863 | 5:15 | 863 | ZR863 | 2011-03-02 | #REF! | #REF! | 2011-03-02 | #REF! | #REF! | 2011-03-02 | #REF! | #REF! | 2011-03-02 | #REF! | #REF!
|  | 0:11 | 64 | ZR64 |  |  | 0:11 | 64 | ZR64 |  |  | 0:11 | 64 | ZR64 |  |  | 0:11 | 64 | ZR64 | 5:20 | 864 | ZR864 | 5:20 | 864 | ZR864 | 5:20 | 864 | ZR864 | 5:20 | 864 | ZR864 | 2011-03-03 | #REF! | #REF! | 2011-03-03 | #REF! | #REF! | 2011-03-03 | #REF! | #REF! | 2011-03-03 | #REF! | #REF!
|  | 0:11 | 65 | ZR65 |  |  | 0:11 | 65 | ZR65 |  |  | 0:11 | 65 | ZR65 |  |  | 0:11 | 65 | ZR65 | 5:25 | 865 | ZR865 | 5:25 | 865 | ZR865 | 5:25 | 865 | ZR865 | 5:25 | 865 | ZR865 | 2011-03-04 | #REF! | #REF! | 2011-03-04 | #REF! | #REF! | 2011-03-04 | #REF! | #REF! | 2011-03-04 | #REF! | #REF!
|  | 0:11 | 66 | ZR66 |  |  | 0:11 | 66 | ZR66 |  |  | 0:11 | 66 | ZR66 |  |  | 0:11 | 66 | ZR66 | 5:30 | 866 | ZR866 | 5:30 | 866 | ZR866 | 5:30 | 866 | ZR866 | 5:30 | 866 | ZR866 | 2011-03-05 | #REF! | #REF! | 2011-03-05 | #REF! | #REF! | 2011-03-05 | #REF! | #REF! | 2011-03-05 | #REF! | #REF!
|  | 0:11 | 67 | ZR67 |  |  | 0:11 | 67 | ZR67 |  |  | 0:11 | 67 | ZR67 |  |  | 0:11 | 67 | ZR67 | 5:35 | 867 | ZR867 | 5:35 | 867 | ZR867 | 5:35 | 867 | ZR867 | 5:35 | 867 | ZR867 | 2011-03-06 | #REF! | #REF! | 2011-03-06 | #REF! | #REF! | 2011-03-06 | #REF! | #REF! | 2011-03-06 | #REF! | #REF!
|  | 0:11 | 68 | ZR68 |  |  | 0:11 | 68 | ZR68 |  |  | 0:11 | 68 | ZR68 |  |  | 0:11 | 68 | ZR68 | 5:40 | 868 | ZR868 | 5:40 | 868 | ZR868 | 5:40 | 868 | ZR868 | 5:40 | 868 | ZR868 | 2011-03-07 | #REF! | #REF! | 2011-03-07 | #REF! | #REF! | 2011-03-07 | #REF! | #REF! | 2011-03-07 | #REF! | #REF!
|  | 0:12 | 69 | ZR69 |  |  | 0:12 | 69 | ZR69 |  |  | 0:12 | 69 | ZR69 |  |  | 0:12 | 69 | ZR69 | 5:45 | 869 | ZR869 | 5:45 | 869 | ZR869 | 5:45 | 869 | ZR869 | 5:45 | 869 | ZR869 | 2011-03-08 | #REF! | #REF! | 2011-03-08 | #REF! | #REF! | 2011-03-08 | #REF! | #REF! | 2011-03-08 | #REF! | #REF!
|  | 0:12 | 70 | ZR70 |  |  | 0:12 | 70 | ZR70 |  |  | 0:12 | 70 | ZR70 |  |  | 0:12 | 70 | ZR70 | 5:50 | 870 | ZR870 | 5:50 | 870 | ZR870 | 5:50 | 870 | ZR870 | 5:50 | 870 | ZR870 | 2011-03-09 | #REF! | #REF! | 2011-03-09 | #REF! | #REF! | 2011-03-09 | #REF! | #REF! | 2011-03-09 | #REF! | #REF!
|  | 0:12 | 71 | ZR71 |  |  | 0:12 | 71 | ZR71 |  |  | 0:12 | 71 | ZR71 |  |  | 0:12 | 71 | ZR71 | 5:55 | 871 | ZR871 | 5:55 | 871 | ZR871 | 5:55 | 871 | ZR871 | 5:55 | 871 | ZR871 | 2011-03-10 | #REF! | #REF! | 2011-03-10 | #REF! | #REF! | 2011-03-10 | #REF! | #REF! | 2011-03-10 | #REF! | #REF!
|  | 0:12 | 72 | ZR72 |  |  | 0:12 | 72 | ZR72 |  |  | 0:12 | 72 | ZR72 |  |  | 0:12 | 72 | ZR72 | 6:00 | 872 | ZR872 | 6:00 | 872 | ZR872 | 6:00 | 872 | ZR872 | 6:00 | 872 | ZR872 | 2011-03-11 | #REF! | #REF! | 2011-03-11 | #REF! | #REF! | 2011-03-11 | #REF! | #REF! | 2011-03-11 | #REF! | #REF!
|  | 0:12 | 73 | ZR73 |  |  | 0:12 | 73 | ZR73 |  |  | 0:12 | 73 | ZR73 |  |  | 0:12 | 73 | ZR73 | 6:05 | 873 | ZR873 | 6:05 | 873 | ZR873 | 6:05 | 873 | ZR873 | 6:05 | 873 | ZR873 | 2011-03-12 | #REF! | #REF! | 2011-03-12 | #REF! | #REF! | 2011-03-12 | #REF! | #REF! | 2011-03-12 | #REF! | #REF!
|  | 0:12 | 74 | ZR74 |  |  | 0:12 | 74 | ZR74 |  |  | 0:12 | 74 | ZR74 |  |  | 0:12 | 74 | ZR74 | 6:10 | 874 | ZR874 | 6:10 | 874 | ZR874 | 6:10 | 874 | ZR874 | 6:10 | 874 | ZR874 | 2011-03-13 | #REF! | #REF! | 2011-03-13 | #REF! | #REF! | 2011-03-13 | #REF! | #REF! | 2011-03-13 | #REF! | #REF!
|  | 0:12 | 75 | ZR75 |  |  | 0:12 | 75 | ZR75 |  |  | 0:12 | 75 | ZR75 |  |  | 0:12 | 75 | ZR75 | 6:15 | 875 | ZR875 | 6:15 | 875 | ZR875 | 6:15 | 875 | ZR875 | 6:15 | 875 | ZR875 | 2011-03-14 | #REF! | #REF! | 2011-03-14 | #REF! | #REF! | 2011-03-14 | #REF! | #REF! | 2011-03-14 | #REF! | #REF!
|  | 0:13 | 76 | ZR76 |  |  | 0:13 | 76 | ZR76 |  |  | 0:13 | 76 | ZR76 |  |  | 0:13 | 76 | ZR76 | 6:20 | 876 | ZR876 | 6:20 | 876 | ZR876 | 6:20 | 876 | ZR876 | 6:20 | 876 | ZR876 | 2011-03-15 | #REF! | #REF! | 2011-03-15 | #REF! | #REF! | 2011-03-15 | #REF! | #REF! | 2011-03-15 | #REF! | #REF!
|  | 0:13 | 77 | ZR77 |  |  | 0:13 | 77 | ZR77 |  |  | 0:13 | 77 | ZR77 |  |  | 0:13 | 77 | ZR77 | 6:25 | 877 | ZR877 | 6:25 | 877 | ZR877 | 6:25 | 877 | ZR877 | 6:25 | 877 | ZR877 | 2011-03-16 | #REF! | #REF! | 2011-03-16 | #REF! | #REF! | 2011-03-16 | #REF! | #REF! | 2011-03-16 | #REF! | #REF!
|  | 0:13 | 78 | ZR78 |  |  | 0:13 | 78 | ZR78 |  |  | 0:13 | 78 | ZR78 |  |  | 0:13 | 78 | ZR78 | 6:30 | 878 | ZR878 | 6:30 | 878 | ZR878 | 6:30 | 878 | ZR878 | 6:30 | 878 | ZR878 | 2011-03-17 | #REF! | #REF! | 2011-03-17 | #REF! | #REF! | 2011-03-17 | #REF! | #REF! | 2011-03-17 | #REF! | #REF!
|  | 0:13 | 79 | ZR79 |  |  | 0:13 | 79 | ZR79 |  |  | 0:13 | 79 | ZR79 |  |  | 0:13 | 79 | ZR79 | 6:35 | 879 | ZR879 | 6:35 | 879 | ZR879 | 6:35 | 879 | ZR879 | 6:35 | 879 | ZR879 | 2011-03-18 | #REF! | #REF! | 2011-03-18 | #REF! | #REF! | 2011-03-18 | #REF! | #REF! | 2011-03-18 | #REF! | #REF!
|  | 0:13 | 80 | ZR80 |  |  | 0:13 | 80 | ZR80 |  |  | 0:13 | 80 | ZR80 |  |  | 0:13 | 80 | ZR80 | 6:40 | 880 | ZR880 | 6:40 | 880 | ZR880 | 6:40 | 880 | ZR880 | 6:40 | 880 | ZR880 | 2011-03-19 | #REF! | #REF! | 2011-03-19 | #REF! | #REF! | 2011-03-19 | #REF! | #REF! | 2011-03-19 | #REF! | #REF!
|  | 0:14 | 81 | ZR81 |  |  | 0:14 | 81 | ZR81 |  |  | 0:14 | 81 | ZR81 |  |  | 0:14 | 81 | ZR81 | 6:45 | 881 | ZR881 | 6:45 | 881 | ZR881 | 6:45 | 881 | ZR881 | 6:45 | 881 | ZR881 | 2011-03-20 | #REF! | #REF! | 2011-03-20 | #REF! | #REF! | 2011-03-20 | #REF! | #REF! | 2011-03-20 | #REF! | #REF!
|  | 0:14 | 82 | ZR82 |  |  | 0:14 | 82 | ZR82 |  |  | 0:14 | 82 | ZR82 |  |  | 0:14 | 82 | ZR82 | 6:50 | 882 | ZR882 | 6:50 | 882 | ZR882 | 6:50 | 882 | ZR882 | 6:50 | 882 | ZR882 | 2011-03-21 | #REF! | #REF! | 2011-03-21 | #REF! | #REF! | 2011-03-21 | #REF! | #REF! | 2011-03-21 | #REF! | #REF!
|  | 0:14 | 83 | ZR83 |  |  | 0:14 | 83 | ZR83 |  |  | 0:14 | 83 | ZR83 |  |  | 0:14 | 83 | ZR83 | 6:55 | 883 | ZR883 | 6:55 | 883 | ZR883 | 6:55 | 883 | ZR883 | 6:55 | 883 | ZR883 | 2011-03-22 | #REF! | #REF! | 2011-03-22 | #REF! | #REF! | 2011-03-22 | #REF! | #REF! | 2011-03-22 | #REF! | #REF!
|  | 0:14 | 84 | ZR84 |  |  | 0:14 | 84 | ZR84 |  |  | 0:14 | 84 | ZR84 |  |  | 0:14 | 84 | ZR84 | 7:00 | 884 | ZR884 | 7:00 | 884 | ZR884 | 7:00 | 884 | ZR884 | 7:00 | 884 | ZR884 | 2011-03-23 | #REF! | #REF! | 2011-03-23 | #REF! | #REF! | 2011-03-23 | #REF! | #REF! | 2011-03-23 | #REF! | #REF!
|  | 0:14 | 85 | ZR85 |  |  | 0:14 | 85 | ZR85 |  |  | 0:14 | 85 | ZR85 |  |  | 0:14 | 85 | ZR85 | 7:05 | 885 | ZR885 | 7:05 | 885 | ZR885 | 7:05 | 885 | ZR885 | 7:05 | 885 | ZR885 | 2011-03-24 | #REF! | #REF! | 2011-03-24 | #REF! | #REF! | 2011-03-24 | #REF! | #REF! | 2011-03-24 | #REF! | #REF!
|  | 0:14 | 86 | ZR86 |  |  | 0:14 | 86 | ZR86 |  |  | 0:14 | 86 | ZR86 |  |  | 0:14 | 86 | ZR86 | 7:10 | 886 | ZR886 | 7:10 | 886 | ZR886 | 7:10 | 886 | ZR886 | 7:10 | 886 | ZR886 | 2011-03-25 | #REF! | #REF! | 2011-03-25 | #REF! | #REF! | 2011-03-25 | #REF! | #REF! | 2011-03-25 | #REF! | #REF!
|  | 0:14 | 87 | ZR87 |  |  | 0:14 | 87 | ZR87 |  |  | 0:14 | 87 | ZR87 |  |  | 0:14 | 87 | ZR87 | 7:15 | 887 | ZR887 | 7:15 | 887 | ZR887 | 7:15 | 887 | ZR887 | 7:15 | 887 | ZR887 | 2011-03-26 | #REF! | #REF! | 2011-03-26 | #REF! | #REF! | 2011-03-26 | #REF! | #REF! | 2011-03-26 | #REF! | #REF!
|  | 0:15 | 88 | ZR88 |  |  | 0:15 | 88 | ZR88 |  |  | 0:15 | 88 | ZR88 |  |  | 0:15 | 88 | ZR88 | 7:20 | 888 | ZR888 | 7:20 | 888 | ZR888 | 7:20 | 888 | ZR888 | 7:20 | 888 | ZR888 | 2011-03-27 | #REF! | #REF! | 2011-03-27 | #REF! | #REF! | 2011-03-27 | #REF! | #REF! | 2011-03-27 | #REF! | #REF!
|  | 0:15 | 89 | ZR89 |  |  | 0:15 | 89 | ZR89 |  |  | 0:15 | 89 | ZR89 |  |  | 0:15 | 89 | ZR89 | 7:25 | 889 | ZR889 | 7:25 | 889 | ZR889 | 7:25 | 889 | ZR889 | 7:25 | 889 | ZR889 | 2011-03-28 | #REF! | #REF! | 2011-03-28 | #REF! | #REF! | 2011-03-28 | #REF! | #REF! | 2011-03-28 | #REF! | #REF!
|  | 0:15 | 90 | ZR90 |  |  | 0:15 | 90 | ZR90 |  |  | 0:15 | 90 | ZR90 |  |  | 0:15 | 90 | ZR90 | 7:30 | 890 | ZR890 | 7:30 | 890 | ZR890 | 7:30 | 890 | ZR890 | 7:30 | 890 | ZR890 | 2011-03-29 | #REF! | #REF! | 2011-03-29 | #REF! | #REF! | 2011-03-29 | #REF! | #REF! | 2011-03-29 | #REF! | #REF!
|  | 0:15 | 91 | ZR91 |  |  | 0:15 | 91 | ZR91 |  |  | 0:15 | 91 | ZR91 |  |  | 0:15 | 91 | ZR91 | 7:35 | 891 | ZR891 | 7:35 | 891 | ZR891 | 7:35 | 891 | ZR891 | 7:35 | 891 | ZR891 | 2011-03-30 | #REF! | #REF! | 2011-03-30 | #REF! | #REF! | 2011-03-30 | #REF! | #REF! | 2011-03-30 | #REF! | #REF!
|  | 0:15 | 92 | ZR92 |  |  | 0:15 | 92 | ZR92 |  |  | 0:15 | 92 | ZR92 |  |  | 0:15 | 92 | ZR92 | 7:40 | 892 | ZR892 | 7:40 | 892 | ZR892 | 7:40 | 892 | ZR892 | 7:40 | 892 | ZR892 | 2011-03-31 | #REF! | #REF! | 2011-03-31 | #REF! | #REF! | 2011-03-31 | #REF! | #REF! | 2011-03-31 | #REF! | #REF!
|  | 0:16 | 93 | ZR93 |  |  | 0:16 | 93 | ZR93 |  |  | 0:16 | 93 | ZR93 |  |  | 0:16 | 93 | ZR93 | 7:45 | 893 | ZR893 | 7:45 | 893 | ZR893 | 7:45 | 893 | ZR893 | 7:45 | 893 | ZR893 | 2011-04-01 | #REF! | #REF! | 2011-04-01 | #REF! | #REF! | 2011-04-01 | #REF! | #REF! | 2011-04-01 | #REF! | #REF!
|  | 0:16 | 94 | ZR94 |  |  | 0:16 | 94 | ZR94 |  |  | 0:16 | 94 | ZR94 |  |  | 0:16 | 94 | ZR94 | 7:50 | 894 | ZR894 | 7:50 | 894 | ZR894 | 7:50 | 894 | ZR894 | 7:50 | 894 | ZR894 | 2011-04-02 | #REF! | #REF! | 2011-04-02 | #REF! | #REF! | 2011-04-02 | #REF! | #REF! | 2011-04-02 | #REF! | #REF!
|  | 0:16 | 95 | ZR95 |  |  | 0:16 | 95 | ZR95 |  |  | 0:16 | 95 | ZR95 |  |  | 0:16 | 95 | ZR95 | 7:55 | 895 | ZR895 | 7:55 | 895 | ZR895 | 7:55 | 895 | ZR895 | 7:55 | 895 | ZR895 | 2011-04-03 | #REF! | #REF! | 2011-04-03 | #REF! | #REF! | 2011-04-03 | #REF! | #REF! | 2011-04-03 | #REF! | #REF!
|  | 0:16 | 96 | ZR96 |  |  | 0:16 | 96 | ZR96 |  |  | 0:16 | 96 | ZR96 |  |  | 0:16 | 96 | ZR96 | 8:00 | 896 | ZR896 | 8:00 | 896 | ZR896 | 8:00 | 896 | ZR896 | 8:00 | 896 | ZR896 | 2011-04-04 | #REF! | #REF! | 2011-04-04 | #REF! | #REF! | 2011-04-04 | #REF! | #REF! | 2011-04-04 | #REF! | #REF!
|  | 0:16 | 97 | ZR97 |  |  | 0:16 | 97 | ZR97 |  |  | 0:16 | 97 | ZR97 |  |  | 0:16 | 97 | ZR97 | 8:05 | 897 | ZR897 | 8:05 | 897 | ZR897 | 8:05 | 897 | ZR897 | 8:05 | 897 | ZR897 | 2011-04-05 | #REF! | #REF! | 2011-04-05 | #REF! | #REF! | 2011-04-05 | #REF! | #REF! | 2011-04-05 | #REF! | #REF!
|  | 0:16 | 98 | ZR98 |  |  | 0:16 | 98 | ZR98 |  |  | 0:16 | 98 | ZR98 |  |  | 0:16 | 98 | ZR98 | 8:10 | 898 | ZR898 | 8:10 | 898 | ZR898 | 8:10 | 898 | ZR898 | 8:10 | 898 | ZR898 | 2011-04-06 | #REF! | #REF! | 2011-04-06 | #REF! | #REF! | 2011-04-06 | #REF! | #REF! | 2011-04-06 | #REF! | #REF!
|  | 0:16 | 99 | ZR99 |  |  | 0:16 | 99 | ZR99 |  |  | 0:16 | 99 | ZR99 |  |  | 0:16 | 99 | ZR99 | 8:15 | 899 | ZR899 | 8:15 | 899 | ZR899 | 8:15 | 899 | ZR899 | 8:15 | 899 | ZR899 | 2011-04-07 | #REF! | #REF! | 2011-04-07 | #REF! | #REF! | 2011-04-07 | #REF! | #REF! | 2011-04-07 | #REF! | #REF!
|  | 0:17 | 100 | ZR100 |  |  | 0:17 | 100 | ZR100 |  |  | 0:17 | 100 | ZR100 |  |  | 0:17 | 100 | ZR100 | 8:20 | 900 | ZR900 | 8:20 | 900 | ZR900 | 8:20 | 900 | ZR900 | 8:20 | 900 | ZR900 | 2011-04-08 | #REF! | #REF! | 2011-04-08 | #REF! | #REF! | 2011-04-08 | #REF! | #REF! | 2011-04-08 | #REF! | #REF!
|  | 0:17 | 101 | ZR101 |  |  | 0:17 | 101 | ZR101 |  |  | 0:17 | 101 | ZR101 |  |  | 0:17 | 101 | ZR101 | 8:25 | 901 | ZR901 | 8:25 | 901 | ZR901 | 8:25 | 901 | ZR901 | 8:25 | 901 | ZR901 | 2011-04-09 | #REF! | #REF! | 2011-04-09 | #REF! | #REF! | 2011-04-09 | #REF! | #REF! | 2011-04-09 | #REF! | #REF!
|  | 0:17 | 102 | ZR102 |  |  | 0:17 | 102 | ZR102 |  |  | 0:17 | 102 | ZR102 |  |  | 0:17 | 102 | ZR102 | 8:30 | 902 | ZR902 | 8:30 | 902 | ZR902 | 8:30 | 902 | ZR902 | 8:30 | 902 | ZR902 | 2011-04-10 | #REF! | #REF! | 2011-04-10 | #REF! | #REF! | 2011-04-10 | #REF! | #REF! | 2011-04-10 | #REF! | #REF!
|  | 0:17 | 103 | ZR103 |  |  | 0:17 | 103 | ZR103 |  |  | 0:17 | 103 | ZR103 |  |  | 0:17 | 103 | ZR103 | 8:35 | 903 | ZR903 | 8:35 | 903 | ZR903 | 8:35 | 903 | ZR903 | 8:35 | 903 | ZR903 | 2011-04-11 | #REF! | #REF! | 2011-04-11 | #REF! | #REF! | 2011-04-11 | #REF! | #REF! | 2011-04-11 | #REF! | #REF!
|  | 0:17 | 104 | ZR104 |  |  | 0:17 | 104 | ZR104 |  |  | 0:17 | 104 | ZR104 |  |  | 0:17 | 104 | ZR104 | 8:40 | 904 | ZR904 | 8:40 | 904 | ZR904 | 8:40 | 904 | ZR904 | 8:40 | 904 | ZR904 | 2011-04-12 | #REF! | #REF! | 2011-04-12 | #REF! | #REF! | 2011-04-12 | #REF! | #REF! | 2011-04-12 | #REF! | #REF!
|  | 0:18 | 105 | ZR105 |  |  | 0:18 | 105 | ZR105 |  |  | 0:18 | 105 | ZR105 |  |  | 0:18 | 105 | ZR105 | 8:45 | 905 | ZR905 | 8:45 | 905 | ZR905 | 8:45 | 905 | ZR905 | 8:45 | 905 | ZR905 | 2011-04-13 | #REF! | #REF! | 2011-04-13 | #REF! | #REF! | 2011-04-13 | #REF! | #REF! | 2011-04-13 | #REF! | #REF!
|  | 0:18 | 106 | ZR106 |  |  | 0:18 | 106 | ZR106 |  |  | 0:18 | 106 | ZR106 |  |  | 0:18 | 106 | ZR106 | 8:50 | 906 | ZR906 | 8:50 | 906 | ZR906 | 8:50 | 906 | ZR906 | 8:50 | 906 | ZR906 | 2011-04-14 | #REF! | #REF! | 2011-04-14 | #REF! | #REF! | 2011-04-14 | #REF! | #REF! | 2011-04-14 | #REF! | #REF!
|  | 0:18 | 107 | ZR107 |  |  | 0:18 | 107 | ZR107 |  |  | 0:18 | 107 | ZR107 |  |  | 0:18 | 107 | ZR107 | 8:55 | 907 | ZR907 | 8:55 | 907 | ZR907 | 8:55 | 907 | ZR907 | 8:55 | 907 | ZR907 | 2011-04-15 | #REF! | #REF! | 2011-04-15 | #REF! | #REF! | 2011-04-15 | #REF! | #REF! | 2011-04-15 | #REF! | #REF!
|  | 0:18 | 108 | ZR108 |  |  | 0:18 | 108 | ZR108 |  |  | 0:18 | 108 | ZR108 |  |  | 0:18 | 108 | ZR108 | 9:00 | 908 | ZR908 | 9:00 | 908 | ZR908 | 9:00 | 908 | ZR908 | 9:00 | 908 | ZR908 | 2011-04-16 | #REF! | #REF! | 2011-04-16 | #REF! | #REF! | 2011-04-16 | #REF! | #REF! | 2011-04-16 | #REF! | #REF!
|  | 0:18 | 109 | ZR109 |  |  | 0:18 | 109 | ZR109 |  |  | 0:18 | 109 | ZR109 |  |  | 0:18 | 109 | ZR109 | 9:05 | 909 | ZR909 | 9:05 | 909 | ZR909 | 9:05 | 909 | ZR909 | 9:05 | 909 | ZR909 | 2011-04-17 | #REF! | #REF! | 2011-04-17 | #REF! | #REF! | 2011-04-17 | #REF! | #REF! | 2011-04-17 | #REF! | #REF!
|  | 0:18 | 110 | ZR110 |  |  | 0:18 | 110 | ZR110 |  |  | 0:18 | 110 | ZR110 |  |  | 0:18 | 110 | ZR110 | 9:10 | 910 | ZR910 | 9:10 | 910 | ZR910 | 9:10 | 910 | ZR910 | 9:10 | 910 | ZR910 | 2011-04-18 | #REF! | #REF! | 2011-04-18 | #REF! | #REF! | 2011-04-18 | #REF! | #REF! | 2011-04-18 | #REF! | #REF!
|  | 0:18 | 111 | ZR111 |  |  | 0:18 | 111 | ZR111 |  |  | 0:18 | 111 | ZR111 |  |  | 0:18 | 111 | ZR111 | 9:15 | 911 | ZR911 | 9:15 | 911 | ZR911 | 9:15 | 911 | ZR911 | 9:15 | 911 | ZR911 | 2011-04-19 | #REF! | #REF! | 2011-04-19 | #REF! | #REF! | 2011-04-19 | #REF! | #REF! | 2011-04-19 | #REF! | #REF!
|  | 0:19 | 112 | ZR112 |  |  | 0:19 | 112 | ZR112 |  |  | 0:19 | 112 | ZR112 |  |  | 0:19 | 112 | ZR112 | 9:20 | 912 | ZR912 | 9:20 | 912 | ZR912 | 9:20 | 912 | ZR912 | 9:20 | 912 | ZR912 | 2011-04-20 | #REF! | #REF! | 2011-04-20 | #REF! | #REF! | 2011-04-20 | #REF! | #REF! | 2011-04-20 | #REF! | #REF!
|  | 0:19 | 113 | ZR113 |  |  | 0:19 | 113 | ZR113 |  |  | 0:19 | 113 | ZR113 |  |  | 0:19 | 113 | ZR113 | 9:25 | 913 | ZR913 | 9:25 | 913 | ZR913 | 9:25 | 913 | ZR913 | 9:25 | 913 | ZR913 | 2011-04-21 | #REF! | #REF! | 2011-04-21 | #REF! | #REF! | 2011-04-21 | #REF! | #REF! | 2011-04-21 | #REF! | #REF!
|  | 0:19 | 114 | ZR114 |  |  | 0:19 | 114 | ZR114 |  |  | 0:19 | 114 | ZR114 |  |  | 0:19 | 114 | ZR114 | 9:30 | 914 | ZR914 | 9:30 | 914 | ZR914 | 9:30 | 914 | ZR914 | 9:30 | 914 | ZR914 | 2011-04-22 | #REF! | #REF! | 2011-04-22 | #REF! | #REF! | 2011-04-22 | #REF! | #REF! | 2011-04-22 | #REF! | #REF!
|  | 0:19 | 115 | ZR115 |  |  | 0:19 | 115 | ZR115 |  |  | 0:19 | 115 | ZR115 |  |  | 0:19 | 115 | ZR115 | 9:35 | 915 | ZR915 | 9:35 | 915 | ZR915 | 9:35 | 915 | ZR915 | 9:35 | 915 | ZR915 | 2011-04-23 | #REF! | #REF! | 2011-04-23 | #REF! | #REF! | 2011-04-23 | #REF! | #REF! | 2011-04-23 | #REF! | #REF!
|  | 0:19 | 116 | ZR116 |  |  | 0:19 | 116 | ZR116 |  |  | 0:19 | 116 | ZR116 |  |  | 0:19 | 116 | ZR116 | 9:40 | 916 | ZR916 | 9:40 | 916 | ZR916 | 9:40 | 916 | ZR916 | 9:40 | 916 | ZR916 | 2011-04-24 | #REF! | #REF! | 2011-04-24 | #REF! | #REF! | 2011-04-24 | #REF! | #REF! | 2011-04-24 | #REF! | #REF!
|  | 0:20 | 117 | ZR117 |  |  | 0:20 | 117 | ZR117 |  |  | 0:20 | 117 | ZR117 |  |  | 0:20 | 117 | ZR117 | 9:45 | 917 | ZR917 | 9:45 | 917 | ZR917 | 9:45 | 917 | ZR917 | 9:45 | 917 | ZR917 | 2011-04-25 | #REF! | #REF! | 2011-04-25 | #REF! | #REF! | 2011-04-25 | #REF! | #REF! | 2011-04-25 | #REF! | #REF!
|  | 0:20 | 118 | ZR118 |  |  | 0:20 | 118 | ZR118 |  |  | 0:20 | 118 | ZR118 |  |  | 0:20 | 118 | ZR118 | 9:50 | 918 | ZR918 | 9:50 | 918 | ZR918 | 9:50 | 918 | ZR918 | 9:50 | 918 | ZR918 | 2011-04-26 | #REF! | #REF! | 2011-04-26 | #REF! | #REF! | 2011-04-26 | #REF! | #REF! | 2011-04-26 | #REF! | #REF!
|  | 0:20 | 119 | ZR119 |  |  | 0:20 | 119 | ZR119 |  |  | 0:20 | 119 | ZR119 |  |  | 0:20 | 119 | ZR119 | 9:55 | 919 | ZR919 | 9:55 | 919 | ZR919 | 9:55 | 919 | ZR919 | 9:55 | 919 | ZR919 | 2011-04-27 | #REF! | #REF! | 2011-04-27 | #REF! | #REF! | 2011-04-27 | #REF! | #REF! | 2011-04-27 | #REF! | #REF!
|  | 0:20 | 120 | ZR120 |  |  | 0:20 | 120 | ZR120 |  |  | 0:20 | 120 | ZR120 |  |  | 0:20 | 120 | ZR120 | 10:00 | 920 | ZR920 | 10:00 | 920 | ZR920 | 10:00 | 920 | ZR920 | 10:00 | 920 | ZR920 | 2011-04-28 | #REF! | #REF! | 2011-04-28 | #REF! | #REF! | 2011-04-28 | #REF! | #REF! | 2011-04-28 | #REF! | #REF!
|  | 0:20 | 121 | ZR121 |  |  | 0:20 | 121 | ZR121 |  |  | 0:20 | 121 | ZR121 |  |  | 0:20 | 121 | ZR121 | 10:05 | 921 | ZR921 | 10:05 | 921 | ZR921 | 10:05 | 921 | ZR921 | 10:05 | 921 | ZR921 | 2011-04-29 | #REF! | #REF! | 2011-04-29 | #REF! | #REF! | 2011-04-29 | #REF! | #REF! | 2011-04-29 | #REF! | #REF!
|  | 0:20 | 122 | ZR122 |  |  | 0:20 | 122 | ZR122 |  |  | 0:20 | 122 | ZR122 |  |  | 0:20 | 122 | ZR122 | 10:10 | 922 | ZR922 | 10:10 | 922 | ZR922 | 10:10 | 922 | ZR922 | 10:10 | 922 | ZR922 | 2011-04-30 | #REF! | #REF! | 2011-04-30 | #REF! | #REF! | 2011-04-30 | #REF! | #REF! | 2011-04-30 | #REF! | #REF!
|  | 0:20 | 123 | ZR123 |  |  | 0:20 | 123 | ZR123 |  |  | 0:20 | 123 | ZR123 |  |  | 0:20 | 123 | ZR123 | 10:15 | 923 | ZR923 | 10:15 | 923 | ZR923 | 10:15 | 923 | ZR923 | 10:15 | 923 | ZR923 |  | #REF! | #REF! |  | #REF! | #REF! |  | #REF! | #REF! |  | #REF! | #REF!
|  | 0:21 | 124 | ZR124 |  |  | 0:21 | 124 | ZR124 |  |  | 0:21 | 124 | ZR124 |  |  | 0:21 | 124 | ZR124 | 10:20 | 924 | ZR924 | 10:20 | 924 | ZR924 | 10:20 | 924 | ZR924 | 10:20 | 924 | ZR924 | 2011-05-01 | #REF! | #REF! | 2011-05-01 | #REF! | #REF! | 2011-05-01 | #REF! | #REF! | 2011-05-01 | #REF! | #REF!
|  | 0:21 | 125 | ZR125 |  |  | 0:21 | 125 | ZR125 |  |  | 0:21 | 125 | ZR125 |  |  | 0:21 | 125 | ZR125 | 10:25 | 925 | ZR925 | 10:25 | 925 | ZR925 | 10:25 | 925 | ZR925 | 10:25 | 925 | ZR925 | 2011-05-02 | #REF! | #REF! | 2011-05-02 | #REF! | #REF! | 2011-05-02 | #REF! | #REF! | 2011-05-02 | #REF! | #REF!
|  | 0:21 | 126 | ZR126 |  |  | 0:21 | 126 | ZR126 |  |  | 0:21 | 126 | ZR126 |  |  | 0:21 | 126 | ZR126 | 10:30 | 926 | ZR926 | 10:30 | 926 | ZR926 | 10:30 | 926 | ZR926 | 10:30 | 926 | ZR926 | 2011-05-03 | #REF! | #REF! | 2011-05-03 | #REF! | #REF! | 2011-05-03 | #REF! | #REF! | 2011-05-03 | #REF! | #REF!
|  | 0:21 | 127 | ZR127 |  |  | 0:21 | 127 | ZR127 |  |  | 0:21 | 127 | ZR127 |  |  | 0:21 | 127 | ZR127 | 10:35 | 927 | ZR927 | 10:35 | 927 | ZR927 | 10:35 | 927 | ZR927 | 10:35 | 927 | ZR927 | 2011-05-04 | #REF! | #REF! | 2011-05-04 | #REF! | #REF! | 2011-05-04 | #REF! | #REF! | 2011-05-04 | #REF! | #REF!
|  | 0:21 | 128 | ZR128 |  |  | 0:21 | 128 | ZR128 |  |  | 0:21 | 128 | ZR128 |  |  | 0:21 | 128 | ZR128 | 10:40 | 928 | ZR928 | 10:40 | 928 | ZR928 | 10:40 | 928 | ZR928 | 10:40 | 928 | ZR928 | 2011-05-05 | #REF! | #REF! | 2011-05-05 | #REF! | #REF! | 2011-05-05 | #REF! | #REF! | 2011-05-05 | #REF! | #REF!
|  | 0:22 | 129 | ZR129 |  |  | 0:22 | 129 | ZR129 |  |  | 0:22 | 129 | ZR129 |  |  | 0:22 | 129 | ZR129 | 10:45 | 929 | ZR929 | 10:45 | 929 | ZR929 | 10:45 | 929 | ZR929 | 10:45 | 929 | ZR929 | 2011-05-06 | #REF! | #REF! | 2011-05-06 | #REF! | #REF! | 2011-05-06 | #REF! | #REF! | 2011-05-06 | #REF! | #REF!
|  | 0:22 | 130 | ZR130 |  |  | 0:22 | 130 | ZR130 |  |  | 0:22 | 130 | ZR130 |  |  | 0:22 | 130 | ZR130 | 10:50 | 930 | ZR930 | 10:50 | 930 | ZR930 | 10:50 | 930 | ZR930 | 10:50 | 930 | ZR930 | 2011-05-07 | #REF! | #REF! | 2011-05-07 | #REF! | #REF! | 2011-05-07 | #REF! | #REF! | 2011-05-07 | #REF! | #REF!
|  | 0:22 | 131 | ZR131 |  |  | 0:22 | 131 | ZR131 |  |  | 0:22 | 131 | ZR131 |  |  | 0:22 | 131 | ZR131 | 10:55 | 931 | ZR931 | 10:55 | 931 | ZR931 | 10:55 | 931 | ZR931 | 10:55 | 931 | ZR931 | 2011-05-08 | #REF! | #REF! | 2011-05-08 | #REF! | #REF! | 2011-05-08 | #REF! | #REF! | 2011-05-08 | #REF! | #REF!
|  | 0:22 | 132 | ZR132 |  |  | 0:22 | 132 | ZR132 |  |  | 0:22 | 132 | ZR132 |  |  | 0:22 | 132 | ZR132 | 11:00 | 932 | ZR932 | 11:00 | 932 | ZR932 | 11:00 | 932 | ZR932 | 11:00 | 932 | ZR932 | 2011-05-09 | #REF! | #REF! | 2011-05-09 | #REF! | #REF! | 2011-05-09 | #REF! | #REF! | 2011-05-09 | #REF! | #REF!
|  | 0:22 | 133 | ZR133 |  |  | 0:22 | 133 | ZR133 |  |  | 0:22 | 133 | ZR133 |  |  | 0:22 | 133 | ZR133 | 11:05 | 933 | ZR933 | 11:05 | 933 | ZR933 | 11:05 | 933 | ZR933 | 11:05 | 933 | ZR933 | 2011-05-10 | #REF! | #REF! | 2011-05-10 | #REF! | #REF! | 2011-05-10 | #REF! | #REF! | 2011-05-10 | #REF! | #REF!
|  | 0:22 | 134 | ZR134 |  |  | 0:22 | 134 | ZR134 |  |  | 0:22 | 134 | ZR134 |  |  | 0:22 | 134 | ZR134 | 11:10 | 934 | ZR934 | 11:10 | 934 | ZR934 | 11:10 | 934 | ZR934 | 11:10 | 934 | ZR934 | 2011-05-11 | #REF! | #REF! | 2011-05-11 | #REF! | #REF! | 2011-05-11 | #REF! | #REF! | 2011-05-11 | #REF! | #REF!
|  | 0:22 | 135 | ZR135 |  |  | 0:22 | 135 | ZR135 |  |  | 0:22 | 135 | ZR135 |  |  | 0:22 | 135 | ZR135 | 11:15 | 935 | ZR935 | 11:15 | 935 | ZR935 | 11:15 | 935 | ZR935 | 11:15 | 935 | ZR935 | 2011-05-12 | #REF! | #REF! | 2011-05-12 | #REF! | #REF! | 2011-05-12 | #REF! | #REF! | 2011-05-12 | #REF! | #REF!
|  | 0:23 | 136 | ZR136 |  |  | 0:23 | 136 | ZR136 |  |  | 0:23 | 136 | ZR136 |  |  | 0:23 | 136 | ZR136 | 11:20 | 936 | ZR936 | 11:20 | 936 | ZR936 | 11:20 | 936 | ZR936 | 11:20 | 936 | ZR936 | 2011-05-13 | #REF! | #REF! | 2011-05-13 | #REF! | #REF! | 2011-05-13 | #REF! | #REF! | 2011-05-13 | #REF! | #REF!
|  | 0:23 | 137 | ZR137 |  |  | 0:23 | 137 | ZR137 |  |  | 0:23 | 137 | ZR137 |  |  | 0:23 | 137 | ZR137 | 11:25 | 937 | ZR937 | 11:25 | 937 | ZR937 | 11:25 | 937 | ZR937 | 11:25 | 937 | ZR937 | 2011-05-14 | #REF! | #REF! | 2011-05-14 | #REF! | #REF! | 2011-05-14 | #REF! | #REF! | 2011-05-14 | #REF! | #REF!
|  | 0:23 | 138 | ZR138 |  |  | 0:23 | 138 | ZR138 |  |  | 0:23 | 138 | ZR138 |  |  | 0:23 | 138 | ZR138 | 11:30 | 938 | ZR938 | 11:30 | 938 | ZR938 | 11:30 | 938 | ZR938 | 11:30 | 938 | ZR938 | 2011-05-15 | #REF! | #REF! | 2011-05-15 | #REF! | #REF! | 2011-05-15 | #REF! | #REF! | 2011-05-15 | #REF! | #REF!
|  | 0:23 | 139 | ZR139 |  |  | 0:23 | 139 | ZR139 |  |  | 0:23 | 139 | ZR139 |  |  | 0:23 | 139 | ZR139 | 11:35 | 939 | ZR939 | 11:35 | 939 | ZR939 | 11:35 | 939 | ZR939 | 11:35 | 939 | ZR939 | 2011-05-16 | #REF! | #REF! | 2011-05-16 | #REF! | #REF! | 2011-05-16 | #REF! | #REF! | 2011-05-16 | #REF! | #REF!
|  | 0:23 | 140 | ZR140 |  |  | 0:23 | 140 | ZR140 |  |  | 0:23 | 140 | ZR140 |  |  | 0:23 | 140 | ZR140 | 11:40 | 940 | ZR940 | 11:40 | 940 | ZR940 | 11:40 | 940 | ZR940 | 11:40 | 940 | ZR940 | 2011-05-17 | #REF! | #REF! | 2011-05-17 | #REF! | #REF! | 2011-05-17 | #REF! | #REF! | 2011-05-17 | #REF! | #REF!
|  | 0:23 | 141 | ZR141 |  |  | 0:23 | 141 | ZR141 |  |  | 0:23 | 141 | ZR141 |  |  | 0:23 | 141 | ZR141 | 11:45 | 941 | ZR941 | 11:45 | 941 | ZR941 | 11:45 | 941 | ZR941 | 11:45 | 941 | ZR941 | 2011-05-18 | #REF! | #REF! | 2011-05-18 | #REF! | #REF! | 2011-05-18 | #REF! | #REF! | 2011-05-18 | #REF! | #REF!
|  | 0:24 | 142 | ZR142 |  |  | 0:24 | 142 | ZR142 |  |  | 0:24 | 142 | ZR142 |  |  | 0:24 | 142 | ZR142 | 11:50 | 942 | ZR942 | 11:50 | 942 | ZR942 | 11:50 | 942 | ZR942 | 11:50 | 942 | ZR942 | 2011-05-19 | #REF! | #REF! | 2011-05-19 | #REF! | #REF! | 2011-05-19 | #REF! | #REF! | 2011-05-19 | #REF! | #REF!
|  | 0:24 | 143 | ZR143 |  |  | 0:24 | 143 | ZR143 |  |  | 0:24 | 143 | ZR143 |  |  | 0:24 | 143 | ZR143 | 11:55 | 943 | ZR943 | 11:55 | 943 | ZR943 | 11:55 | 943 | ZR943 | 11:55 | 943 | ZR943 | 2011-05-20 | #REF! | #REF! | 2011-05-20 | #REF! | #REF! | 2011-05-20 | #REF! | #REF! | 2011-05-20 | #REF! | #REF!
|  | 0:24 | 144 | ZR144 |  |  | 0:24 | 144 | ZR144 |  |  | 0:24 | 144 | ZR144 |  |  | 0:24 | 144 | ZR144 | 12:00 | 944 | ZR944 | 12:00 | 944 | ZR944 | 12:00 | 944 | ZR944 | 12:00 | 944 | ZR944 | 2011-05-21 | #REF! | #REF! | 2011-05-21 | #REF! | #REF! | 2011-05-21 | #REF! | #REF! | 2011-05-21 | #REF! | #REF!
|  | 0:24 | 145 | ZR145 |  |  | 0:24 | 145 | ZR145 |  |  | 0:24 | 145 | ZR145 |  |  | 0:24 | 145 | ZR145 | 12:05 | 945 | ZR945 | 12:05 | 945 | ZR945 | 12:05 | 945 | ZR945 | 12:05 | 945 | ZR945 | 2011-05-22 | #REF! | #REF! | 2011-05-22 | #REF! | #REF! | 2011-05-22 | #REF! | #REF! | 2011-05-22 | #REF! | #REF!
|  | 0:24 | 146 | ZR146 |  |  | 0:24 | 146 | ZR146 |  |  | 0:24 | 146 | ZR146 |  |  | 0:24 | 146 | ZR146 | 12:10 | 946 | ZR946 | 12:10 | 946 | ZR946 | 12:10 | 946 | ZR946 | 12:10 | 946 | ZR946 | 2011-05-23 | #REF! | #REF! | 2011-05-23 | #REF! | #REF! | 2011-05-23 | #REF! | #REF! | 2011-05-23 | #REF! | #REF!
|  | 0:25 | 147 | ZR147 |  |  | 0:25 | 147 | ZR147 |  |  | 0:25 | 147 | ZR147 |  |  | 0:25 | 147 | ZR147 | 12:15 | 947 | ZR947 | 12:15 | 947 | ZR947 | 12:15 | 947 | ZR947 | 12:15 | 947 | ZR947 | 2011-05-24 | #REF! | #REF! | 2011-05-24 | #REF! | #REF! | 2011-05-24 | #REF! | #REF! | 2011-05-24 | #REF! | #REF!
|  | 0:25 | 148 | ZR148 |  |  | 0:25 | 148 | ZR148 |  |  | 0:25 | 148 | ZR148 |  |  | 0:25 | 148 | ZR148 | 12:20 | 948 | ZR948 | 12:20 | 948 | ZR948 | 12:20 | 948 | ZR948 | 12:20 | 948 | ZR948 | 2011-05-25 | #REF! | #REF! | 2011-05-25 | #REF! | #REF! | 2011-05-25 | #REF! | #REF! | 2011-05-25 | #REF! | #REF!
|  | 0:25 | 149 | ZR149 |  |  | 0:25 | 149 | ZR149 |  |  | 0:25 | 149 | ZR149 |  |  | 0:25 | 149 | ZR149 | 12:25 | 949 | ZR949 | 12:25 | 949 | ZR949 | 12:25 | 949 | ZR949 | 12:25 | 949 | ZR949 | 2011-05-26 | #REF! | #REF! | 2011-05-26 | #REF! | #REF! | 2011-05-26 | #REF! | #REF! | 2011-05-26 | #REF! | #REF!
|  | 0:25 | 150 | ZR150 |  |  | 0:25 | 150 | ZR150 |  |  | 0:25 | 150 | ZR150 |  |  | 0:25 | 150 | ZR150 | 12:30 | 950 | ZR950 | 12:30 | 950 | ZR950 | 12:30 | 950 | ZR950 | 12:30 | 950 | ZR950 | 2011-05-27 | #REF! | #REF! | 2011-05-27 | #REF! | #REF! | 2011-05-27 | #REF! | #REF! | 2011-05-27 | #REF! | #REF!
|  | 0:25 | 151 | ZR151 |  |  | 0:25 | 151 | ZR151 |  |  | 0:25 | 151 | ZR151 |  |  | 0:25 | 151 | ZR151 | 12:35 | 951 | ZR951 | 12:35 | 951 | ZR951 | 12:35 | 951 | ZR951 | 12:35 | 951 | ZR951 | 2011-05-28 | #REF! | #REF! | 2011-05-28 | #REF! | #REF! | 2011-05-28 | #REF! | #REF! | 2011-05-28 | #REF! | #REF!
|  | 0:25 | 152 | ZR152 |  |  | 0:25 | 152 | ZR152 |  |  | 0:25 | 152 | ZR152 |  |  | 0:25 | 152 | ZR152 | 12:40 | 952 | ZR952 | 12:40 | 952 | ZR952 | 12:40 | 952 | ZR952 | 12:40 | 952 | ZR952 | 2011-05-29 | #REF! | #REF! | 2011-05-29 | #REF! | #REF! | 2011-05-29 | #REF! | #REF! | 2011-05-29 | #REF! | #REF!
|  | 0:25 | 153 | ZR153 |  |  | 0:25 | 153 | ZR153 |  |  | 0:25 | 153 | ZR153 |  |  | 0:25 | 153 | ZR153 | 12:45 | 953 | ZR953 | 12:45 | 953 | ZR953 | 12:45 | 953 | ZR953 | 12:45 | 953 | ZR953 | 2011-05-30 | #REF! | #REF! | 2011-05-30 | #REF! | #REF! | 2011-05-30 | #REF! | #REF! | 2011-05-30 | #REF! | #REF!
|  | 0:26 | 154 | ZR154 |  |  | 0:26 | 154 | ZR154 |  |  | 0:26 | 154 | ZR154 |  |  | 0:26 | 154 | ZR154 | 12:50 | 954 | ZR954 | 12:50 | 954 | ZR954 | 12:50 | 954 | ZR954 | 12:50 | 954 | ZR954 | 2011-05-31 | #REF! | #REF! | 2011-05-31 | #REF! | #REF! | 2011-05-31 | #REF! | #REF! | 2011-05-31 | #REF! | #REF!
|  | 0:26 | 155 | ZR155 |  |  | 0:26 | 155 | ZR155 |  |  | 0:26 | 155 | ZR155 |  |  | 0:26 | 155 | ZR155 | 12:55 | 955 | ZR955 | 12:55 | 955 | ZR955 | 12:55 | 955 | ZR955 | 12:55 | 955 | ZR955 | 2011-06-01 | #REF! | #REF! | 2011-06-01 | #REF! | #REF! | 2011-06-01 | #REF! | #REF! | 2011-06-01 | #REF! | #REF!
|  | 0:26 | 156 | ZR156 |  |  | 0:26 | 156 | ZR156 |  |  | 0:26 | 156 | ZR156 |  |  | 0:26 | 156 | ZR156 | 13:00 | 956 | ZR956 | 13:00 | 956 | ZR956 | 13:00 | 956 | ZR956 | 13:00 | 956 | ZR956 | 2011-06-02 | #REF! | #REF! | 2011-06-02 | #REF! | #REF! | 2011-06-02 | #REF! | #REF! | 2011-06-02 | #REF! | #REF!
|  | 0:26 | 157 | ZR157 |  |  | 0:26 | 157 | ZR157 |  |  | 0:26 | 157 | ZR157 |  |  | 0:26 | 157 | ZR157 | 13:05 | 957 | ZR957 | 13:05 | 957 | ZR957 | 13:05 | 957 | ZR957 | 13:05 | 957 | ZR957 | 2011-06-03 | #REF! | #REF! | 2011-06-03 | #REF! | #REF! | 2011-06-03 | #REF! | #REF! | 2011-06-03 | #REF! | #REF!
|  | 0:26 | 158 | ZR158 |  |  | 0:26 | 158 | ZR158 |  |  | 0:26 | 158 | ZR158 |  |  | 0:26 | 158 | ZR158 | 13:10 | 958 | ZR958 | 13:10 | 958 | ZR958 | 13:10 | 958 | ZR958 | 13:10 | 958 | ZR958 | 2011-06-04 | #REF! | #REF! | 2011-06-04 | #REF! | #REF! | 2011-06-04 | #REF! | #REF! | 2011-06-04 | #REF! | #REF!
|  | 0:27 | 159 | ZR159 |  |  | 0:27 | 159 | ZR159 |  |  | 0:27 | 159 | ZR159 |  |  | 0:27 | 159 | ZR159 | 13:15 | 959 | ZR959 | 13:15 | 959 | ZR959 | 13:15 | 959 | ZR959 | 13:15 | 959 | ZR959 | 2011-06-05 | #REF! | #REF! | 2011-06-05 | #REF! | #REF! | 2011-06-05 | #REF! | #REF! | 2011-06-05 | #REF! | #REF!
|  | 0:27 | 160 | ZR160 |  |  | 0:27 | 160 | ZR160 |  |  | 0:27 | 160 | ZR160 |  |  | 0:27 | 160 | ZR160 | 13:20 | 960 | ZR960 | 13:20 | 960 | ZR960 | 13:20 | 960 | ZR960 | 13:20 | 960 | ZR960 | 2011-06-06 | #REF! | #REF! | 2011-06-06 | #REF! | #REF! | 2011-06-06 | #REF! | #REF! | 2011-06-06 | #REF! | #REF!
|  | 0:27 | 161 | ZR161 |  |  | 0:27 | 161 | ZR161 |  |  | 0:27 | 161 | ZR161 |  |  | 0:27 | 161 | ZR161 | 13:25 | 961 | ZR961 | 13:25 | 961 | ZR961 | 13:25 | 961 | ZR961 | 13:25 | 961 | ZR961 | 2011-06-07 | #REF! | #REF! | 2011-06-07 | #REF! | #REF! | 2011-06-07 | #REF! | #REF! | 2011-06-07 | #REF! | #REF!
|  | 0:27 | 162 | ZR162 |  |  | 0:27 | 162 | ZR162 |  |  | 0:27 | 162 | ZR162 |  |  | 0:27 | 162 | ZR162 | 13:30 | 962 | ZR962 | 13:30 | 962 | ZR962 | 13:30 | 962 | ZR962 | 13:30 | 962 | ZR962 | 2011-06-08 | #REF! | #REF! | 2011-06-08 | #REF! | #REF! | 2011-06-08 | #REF! | #REF! | 2011-06-08 | #REF! | #REF!
|  | 0:27 | 163 | ZR163 |  |  | 0:27 | 163 | ZR163 |  |  | 0:27 | 163 | ZR163 |  |  | 0:27 | 163 | ZR163 | 13:35 | 963 | ZR963 | 13:35 | 963 | ZR963 | 13:35 | 963 | ZR963 | 13:35 | 963 | ZR963 | 2011-06-09 | #REF! | #REF! | 2011-06-09 | #REF! | #REF! | 2011-06-09 | #REF! | #REF! | 2011-06-09 | #REF! | #REF!
|  | 0:27 | 164 | ZR164 |  |  | 0:27 | 164 | ZR164 |  |  | 0:27 | 164 | ZR164 |  |  | 0:27 | 164 | ZR164 | 13:40 | 964 | ZR964 | 13:40 | 964 | ZR964 | 13:40 | 964 | ZR964 | 13:40 | 964 | ZR964 | 2011-06-10 | #REF! | #REF! | 2011-06-10 | #REF! | #REF! | 2011-06-10 | #REF! | #REF! | 2011-06-10 | #REF! | #REF!
|  | 0:27 | 165 | ZR165 |  |  | 0:27 | 165 | ZR165 |  |  | 0:27 | 165 | ZR165 |  |  | 0:27 | 165 | ZR165 | 13:45 | 965 | ZR965 | 13:45 | 965 | ZR965 | 13:45 | 965 | ZR965 | 13:45 | 965 | ZR965 | 2011-06-11 | #REF! | #REF! | 2011-06-11 | #REF! | #REF! | 2011-06-11 | #REF! | #REF! | 2011-06-11 | #REF! | #REF!
|  | 0:28 | 166 | ZR166 |  |  | 0:28 | 166 | ZR166 |  |  | 0:28 | 166 | ZR166 |  |  | 0:28 | 166 | ZR166 | 13:50 | 966 | ZR966 | 13:50 | 966 | ZR966 | 13:50 | 966 | ZR966 | 13:50 | 966 | ZR966 | 2011-06-12 | #REF! | #REF! | 2011-06-12 | #REF! | #REF! | 2011-06-12 | #REF! | #REF! | 2011-06-12 | #REF! | #REF!
|  | 0:28 | 167 | ZR167 |  |  | 0:28 | 167 | ZR167 |  |  | 0:28 | 167 | ZR167 |  |  | 0:28 | 167 | ZR167 | 13:55 | 967 | ZR967 | 13:55 | 967 | ZR967 | 13:55 | 967 | ZR967 | 13:55 | 967 | ZR967 | 2011-06-13 | #REF! | #REF! | 2011-06-13 | #REF! | #REF! | 2011-06-13 | #REF! | #REF! | 2011-06-13 | #REF! | #REF!
|  | 0:28 | 168 | ZR168 |  |  | 0:28 | 168 | ZR168 |  |  | 0:28 | 168 | ZR168 |  |  | 0:28 | 168 | ZR168 | 14:00 | 968 | ZR968 | 14:00 | 968 | ZR968 | 14:00 | 968 | ZR968 | 14:00 | 968 | ZR968 | 2011-06-14 | #REF! | #REF! | 2011-06-14 | #REF! | #REF! | 2011-06-14 | #REF! | #REF! | 2011-06-14 | #REF! | #REF!
|  | 0:28 | 169 | ZR169 |  |  | 0:28 | 169 | ZR169 |  |  | 0:28 | 169 | ZR169 |  |  | 0:28 | 169 | ZR169 | 14:05 | 969 | ZR969 | 14:05 | 969 | ZR969 | 14:05 | 969 | ZR969 | 14:05 | 969 | ZR969 | 2011-06-15 | #REF! | #REF! | 2011-06-15 | #REF! | #REF! | 2011-06-15 | #REF! | #REF! | 2011-06-15 | #REF! | #REF!
|  | 0:28 | 170 | ZR170 |  |  | 0:28 | 170 | ZR170 |  |  | 0:28 | 170 | ZR170 |  |  | 0:28 | 170 | ZR170 | 14:10 | 970 | ZR970 | 14:10 | 970 | ZR970 | 14:10 | 970 | ZR970 | 14:10 | 970 | ZR970 | 2011-06-16 | #REF! | #REF! | 2011-06-16 | #REF! | #REF! | 2011-06-16 | #REF! | #REF! | 2011-06-16 | #REF! | #REF!
|  | 0:29 | 171 | ZR171 |  |  | 0:29 | 171 | ZR171 |  |  | 0:29 | 171 | ZR171 |  |  | 0:29 | 171 | ZR171 | 14:15 | 971 | ZR971 | 14:15 | 971 | ZR971 | 14:15 | 971 | ZR971 | 14:15 | 971 | ZR971 | 2011-06-17 | #REF! | #REF! | 2011-06-17 | #REF! | #REF! | 2011-06-17 | #REF! | #REF! | 2011-06-17 | #REF! | #REF!
|  | 0:29 | 172 | ZR172 |  |  | 0:29 | 172 | ZR172 |  |  | 0:29 | 172 | ZR172 |  |  | 0:29 | 172 | ZR172 | 14:20 | 972 | ZR972 | 14:20 | 972 | ZR972 | 14:20 | 972 | ZR972 | 14:20 | 972 | ZR972 | 2011-06-18 | #REF! | #REF! | 2011-06-18 | #REF! | #REF! | 2011-06-18 | #REF! | #REF! | 2011-06-18 | #REF! | #REF!
|  | 0:29 | 173 | ZR173 |  |  | 0:29 | 173 | ZR173 |  |  | 0:29 | 173 | ZR173 |  |  | 0:29 | 173 | ZR173 | 14:25 | 973 | ZR973 | 14:25 | 973 | ZR973 | 14:25 | 973 | ZR973 | 14:25 | 973 | ZR973 | 2011-06-19 | #REF! | #REF! | 2011-06-19 | #REF! | #REF! | 2011-06-19 | #REF! | #REF! | 2011-06-19 | #REF! | #REF!
|  | 0:29 | 174 | ZR174 |  |  | 0:29 | 174 | ZR174 |  |  | 0:29 | 174 | ZR174 |  |  | 0:29 | 174 | ZR174 | 14:30 | 974 | ZR974 | 14:30 | 974 | ZR974 | 14:30 | 974 | ZR974 | 14:30 | 974 | ZR974 | 2011-06-20 | #REF! | #REF! | 2011-06-20 | #REF! | #REF! | 2011-06-20 | #REF! | #REF! | 2011-06-20 | #REF! | #REF!
|  | 0:29 | 175 | ZR175 |  |  | 0:29 | 175 | ZR175 |  |  | 0:29 | 175 | ZR175 |  |  | 0:29 | 175 | ZR175 | 14:35 | 975 | ZR975 | 14:35 | 975 | ZR975 | 14:35 | 975 | ZR975 | 14:35 | 975 | ZR975 | 2011-06-21 | #REF! | #REF! | 2011-06-21 | #REF! | #REF! | 2011-06-21 | #REF! | #REF! | 2011-06-21 | #REF! | #REF!
|  | 0:29 | 176 | ZR176 |  |  | 0:29 | 176 | ZR176 |  |  | 0:29 | 176 | ZR176 |  |  | 0:29 | 176 | ZR176 | 14:40 | 976 | ZR976 | 14:40 | 976 | ZR976 | 14:40 | 976 | ZR976 | 14:40 | 976 | ZR976 | 2011-06-22 | #REF! | #REF! | 2011-06-22 | #REF! | #REF! | 2011-06-22 | #REF! | #REF! | 2011-06-22 | #REF! | #REF!
|  | 0:29 | 177 | ZR177 |  |  | 0:29 | 177 | ZR177 |  |  | 0:29 | 177 | ZR177 |  |  | 0:29 | 177 | ZR177 | 14:45 | 977 | ZR977 | 14:45 | 977 | ZR977 | 14:45 | 977 | ZR977 | 14:45 | 977 | ZR977 | 2011-06-23 | #REF! | #REF! | 2011-06-23 | #REF! | #REF! | 2011-06-23 | #REF! | #REF! | 2011-06-23 | #REF! | #REF!
|  | 0:30 | 178 | ZR178 |  |  | 0:30 | 178 | ZR178 |  |  | 0:30 | 178 | ZR178 |  |  | 0:30 | 178 | ZR178 | 14:50 | 978 | ZR978 | 14:50 | 978 | ZR978 | 14:50 | 978 | ZR978 | 14:50 | 978 | ZR978 | 2011-06-24 | #REF! | #REF! | 2011-06-24 | #REF! | #REF! | 2011-06-24 | #REF! | #REF! | 2011-06-24 | #REF! | #REF!
|  | 0:30 | 179 | ZR179 |  |  | 0:30 | 179 | ZR179 |  |  | 0:30 | 179 | ZR179 |  |  | 0:30 | 179 | ZR179 | 14:55 | 979 | ZR979 | 14:55 | 979 | ZR979 | 14:55 | 979 | ZR979 | 14:55 | 979 | ZR979 | 2011-06-25 | #REF! | #REF! | 2011-06-25 | #REF! | #REF! | 2011-06-25 | #REF! | #REF! | 2011-06-25 | #REF! | #REF!
|  | 0:30 | 180 | ZR180 |  |  | 0:30 | 180 | ZR180 |  |  | 0:30 | 180 | ZR180 |  |  | 0:30 | 180 | ZR180 | 15:00 | 980 | ZR980 | 15:00 | 980 | ZR980 | 15:00 | 980 | ZR980 | 15:00 | 980 | ZR980 | 2011-06-26 | #REF! | #REF! | 2011-06-26 | #REF! | #REF! | 2011-06-26 | #REF! | #REF! | 2011-06-26 | #REF! | #REF!
|  | 0:30 | 181 | ZR181 |  |  | 0:30 | 181 | ZR181 |  |  | 0:30 | 181 | ZR181 |  |  | 0:30 | 181 | ZR181 | 15:05 | 981 | ZR981 | 15:05 | 981 | ZR981 | 15:05 | 981 | ZR981 | 15:05 | 981 | ZR981 | 2011-06-27 | #REF! | #REF! | 2011-06-27 | #REF! | #REF! | 2011-06-27 | #REF! | #REF! | 2011-06-27 | #REF! | #REF!
|  | 0:30 | 182 | ZR182 |  |  | 0:30 | 182 | ZR182 |  |  | 0:30 | 182 | ZR182 |  |  | 0:30 | 182 | ZR182 | 15:10 | 982 | ZR982 | 15:10 | 982 | ZR982 | 15:10 | 982 | ZR982 | 15:10 | 982 | ZR982 | 2011-06-28 | #REF! | #REF! | 2011-06-28 | #REF! | #REF! | 2011-06-28 | #REF! | #REF! | 2011-06-28 | #REF! | #REF!
|  | 0:31 | 183 | ZR183 |  |  | 0:31 | 183 | ZR183 |  |  | 0:31 | 183 | ZR183 |  |  | 0:31 | 183 | ZR183 | 15:15 | 983 | ZR983 | 15:15 | 983 | ZR983 | 15:15 | 983 | ZR983 | 15:15 | 983 | ZR983 | 2011-06-29 | #REF! | #REF! | 2011-06-29 | #REF! | #REF! | 2011-06-29 | #REF! | #REF! | 2011-06-29 | #REF! | #REF!
|  | 0:31 | 184 | ZR184 |  |  | 0:31 | 184 | ZR184 |  |  | 0:31 | 184 | ZR184 |  |  | 0:31 | 184 | ZR184 | 15:20 | 984 | ZR984 | 15:20 | 984 | ZR984 | 15:20 | 984 | ZR984 | 15:20 | 984 | ZR984 | 2011-06-30 | #REF! | #REF! | 2011-06-30 | #REF! | #REF! | 2011-06-30 | #REF! | #REF! | 2011-06-30 | #REF! | #REF!
|  | 0:31 | 185 | ZR185 |  |  | 0:31 | 185 | ZR185 |  |  | 0:31 | 185 | ZR185 |  |  | 0:31 | 185 | ZR185 | 15:25 | 985 | ZR985 | 15:25 | 985 | ZR985 | 15:25 | 985 | ZR985 | 15:25 | 985 | ZR985 |  | #REF! | #REF! |  | #REF! | #REF! |  | #REF! | #REF! |  | #REF! | #REF!
|  | 0:31 | 186 | ZR186 |  |  | 0:31 | 186 | ZR186 |  |  | 0:31 | 186 | ZR186 |  |  | 0:31 | 186 | ZR186 | 15:30 | 986 | ZR986 | 15:30 | 986 | ZR986 | 15:30 | 986 | ZR986 | 15:30 | 986 | ZR986 | 2011-07-01 | #REF! | #REF! | 2011-07-01 | #REF! | #REF! | 2011-07-01 | #REF! | #REF! | 2011-07-01 | #REF! | #REF!
|  | 0:31 | 187 | ZR187 |  |  | 0:31 | 187 | ZR187 |  |  | 0:31 | 187 | ZR187 |  |  | 0:31 | 187 | ZR187 | 15:35 | 987 | ZR987 | 15:35 | 987 | ZR987 | 15:35 | 987 | ZR987 | 15:35 | 987 | ZR987 | 2011-07-02 | #REF! | #REF! | 2011-07-02 | #REF! | #REF! | 2011-07-02 | #REF! | #REF! | 2011-07-02 | #REF! | #REF!
|  | 0:31 | 188 | ZR188 |  |  | 0:31 | 188 | ZR188 |  |  | 0:31 | 188 | ZR188 |  |  | 0:31 | 188 | ZR188 | 15:40 | 988 | ZR988 | 15:40 | 988 | ZR988 | 15:40 | 988 | ZR988 | 15:40 | 988 | ZR988 | 2011-07-03 | #REF! | #REF! | 2011-07-03 | #REF! | #REF! | 2011-07-03 | #REF! | #REF! | 2011-07-03 | #REF! | #REF!
|  | 0:31 | 189 | ZR189 |  |  | 0:31 | 189 | ZR189 |  |  | 0:31 | 189 | ZR189 |  |  | 0:31 | 189 | ZR189 | 15:45 | 989 | ZR989 | 15:45 | 989 | ZR989 | 15:45 | 989 | ZR989 | 15:45 | 989 | ZR989 | 2011-07-04 | #REF! | #REF! | 2011-07-04 | #REF! | #REF! | 2011-07-04 | #REF! | #REF! | 2011-07-04 | #REF! | #REF!
|  | 0:32 | 190 | ZR190 |  |  | 0:32 | 190 | ZR190 |  |  | 0:32 | 190 | ZR190 |  |  | 0:32 | 190 | ZR190 | 15:50 | 990 | ZR990 | 15:50 | 990 | ZR990 | 15:50 | 990 | ZR990 | 15:50 | 990 | ZR990 | 2011-07-05 | #REF! | #REF! | 2011-07-05 | #REF! | #REF! | 2011-07-05 | #REF! | #REF! | 2011-07-05 | #REF! | #REF!
|  | 0:32 | 191 | ZR191 |  |  | 0:32 | 191 | ZR191 |  |  | 0:32 | 191 | ZR191 |  |  | 0:32 | 191 | ZR191 | 15:55 | 991 | ZR991 | 15:55 | 991 | ZR991 | 15:55 | 991 | ZR991 | 15:55 | 991 | ZR991 | 2011-07-06 | #REF! | #REF! | 2011-07-06 | #REF! | #REF! | 2011-07-06 | #REF! | #REF! | 2011-07-06 | #REF! | #REF!
|  | 0:32 | 192 | ZR192 |  |  | 0:32 | 192 | ZR192 |  |  | 0:32 | 192 | ZR192 |  |  | 0:32 | 192 | ZR192 | 16:00 | 992 | ZR992 | 16:00 | 992 | ZR992 | 16:00 | 992 | ZR992 | 16:00 | 992 | ZR992 | 2011-07-07 | #REF! | #REF! | 2011-07-07 | #REF! | #REF! | 2011-07-07 | #REF! | #REF! | 2011-07-07 | #REF! | #REF!
|  | 0:32 | 193 | ZR193 |  |  | 0:32 | 193 | ZR193 |  |  | 0:32 | 193 | ZR193 |  |  | 0:32 | 193 | ZR193 | 16:05 | 993 | ZR993 | 16:05 | 993 | ZR993 | 16:05 | 993 | ZR993 | 16:05 | 993 | ZR993 | 2011-07-08 | #REF! | #REF! | 2011-07-08 | #REF! | #REF! | 2011-07-08 | #REF! | #REF! | 2011-07-08 | #REF! | #REF!
|  | 0:32 | 194 | ZR194 |  |  | 0:32 | 194 | ZR194 |  |  | 0:32 | 194 | ZR194 |  |  | 0:32 | 194 | ZR194 | 16:10 | 994 | ZR994 | 16:10 | 994 | ZR994 | 16:10 | 994 | ZR994 | 16:10 | 994 | ZR994 | 2011-07-09 | #REF! | #REF! | 2011-07-09 | #REF! | #REF! | 2011-07-09 | #REF! | #REF! | 2011-07-09 | #REF! | #REF!
|  | 0:32 | 195 | ZR195 |  |  | 0:32 | 195 | ZR195 |  |  | 0:32 | 195 | ZR195 |  |  | 0:32 | 195 | ZR195 | 16:15 | 995 | ZR995 | 16:15 | 995 | ZR995 | 16:15 | 995 | ZR995 | 16:15 | 995 | ZR995 | 2011-07-10 | #REF! | #REF! | 2011-07-10 | #REF! | #REF! | 2011-07-10 | #REF! | #REF! | 2011-07-10 | #REF! | #REF!
|  | 0:33 | 196 | ZR196 |  |  | 0:33 | 196 | ZR196 |  |  | 0:33 | 196 | ZR196 |  |  | 0:33 | 196 | ZR196 | 16:20 | 996 | ZR996 | 16:20 | 996 | ZR996 | 16:20 | 996 | ZR996 | 16:20 | 996 | ZR996 | 2011-07-11 | #REF! | #REF! | 2011-07-11 | #REF! | #REF! | 2011-07-11 | #REF! | #REF! | 2011-07-11 | #REF! | #REF!
|  | 0:33 | 197 | ZR197 |  |  | 0:33 | 197 | ZR197 |  |  | 0:33 | 197 | ZR197 |  |  | 0:33 | 197 | ZR197 | 16:25 | 997 | ZR997 | 16:25 | 997 | ZR997 | 16:25 | 997 | ZR997 | 16:25 | 997 | ZR997 | 2011-07-12 | #REF! | #REF! | 2011-07-12 | #REF! | #REF! | 2011-07-12 | #REF! | #REF! | 2011-07-12 | #REF! | #REF!
|  | 0:33 | 198 | ZR198 |  |  | 0:33 | 198 | ZR198 |  |  | 0:33 | 198 | ZR198 |  |  | 0:33 | 198 | ZR198 | 16:30 | 998 | ZR998 | 16:30 | 998 | ZR998 | 16:30 | 998 | ZR998 | 16:30 | 998 | ZR998 | 2011-07-13 | #REF! | #REF! | 2011-07-13 | #REF! | #REF! | 2011-07-13 | #REF! | #REF! | 2011-07-13 | #REF! | #REF!
|  | 0:33 | 199 | ZR199 |  |  | 0:33 | 199 | ZR199 |  |  | 0:33 | 199 | ZR199 |  |  | 0:33 | 199 | ZR199 | 16:35 | 999 | ZR999 | 16:35 | 999 | ZR999 | 16:35 | 999 | ZR999 | 16:35 | 999 | ZR999 | 2011-07-14 | #REF! | #REF! | 2011-07-14 | #REF! | #REF! | 2011-07-14 | #REF! | #REF! | 2011-07-14 | #REF! | #REF!
|  | 0:33 | 200 | ZR200 |  |  | 0:33 | 200 | ZR200 |  |  | 0:33 | 200 | ZR200 |  |  | 0:33 | 200 | ZR200 | 16:40 | 1000 | ZR1000 | 16:40 | 1000 | ZR1000 | 16:40 | 1000 | ZR1000 | 16:40 | 1000 | ZR1000 | 2011-07-15 | #REF! | #REF! | 2011-07-15 | #REF! | #REF! | 2011-07-15 | #REF! | #REF! | 2011-07-15 | #REF! | #REF!
|  | 0:34 | 201 | ZR201 |  |  | 0:34 | 201 | ZR201 |  |  | 0:34 | 201 | ZR201 |  |  | 0:34 | 201 | ZR201 | 16:45 | 1001 | ZR1001 | 16:45 | 1001 | ZR1001 | 16:45 | 1001 | ZR1001 | 16:45 | 1001 | ZR1001 | 2011-07-16 | #REF! | #REF! | 2011-07-16 | #REF! | #REF! | 2011-07-16 | #REF! | #REF! | 2011-07-16 | #REF! | #REF!
|  | 0:34 | 202 | ZR202 |  |  | 0:34 | 202 | ZR202 |  |  | 0:34 | 202 | ZR202 |  |  | 0:34 | 202 | ZR202 | 16:50 | 1002 | ZR1002 | 16:50 | 1002 | ZR1002 | 16:50 | 1002 | ZR1002 | 16:50 | 1002 | ZR1002 | 2011-07-17 | #REF! | #REF! | 2011-07-17 | #REF! | #REF! | 2011-07-17 | #REF! | #REF! | 2011-07-17 | #REF! | #REF!
|  | 0:34 | 203 | ZR203 |  |  | 0:34 | 203 | ZR203 |  |  | 0:34 | 203 | ZR203 |  |  | 0:34 | 203 | ZR203 | 16:55 | 1003 | ZR1003 | 16:55 | 1003 | ZR1003 | 16:55 | 1003 | ZR1003 | 16:55 | 1003 | ZR1003 | 2011-07-18 | #REF! | #REF! | 2011-07-18 | #REF! | #REF! | 2011-07-18 | #REF! | #REF! | 2011-07-18 | #REF! | #REF!
|  | 0:34 | 204 | ZR204 |  |  | 0:34 | 204 | ZR204 |  |  | 0:34 | 204 | ZR204 |  |  | 0:34 | 204 | ZR204 | 17:00 | 1004 | ZR1004 | 17:00 | 1004 | ZR1004 | 17:00 | 1004 | ZR1004 | 17:00 | 1004 | ZR1004 | 2011-07-19 | #REF! | #REF! | 2011-07-19 | #REF! | #REF! | 2011-07-19 | #REF! | #REF! | 2011-07-19 | #REF! | #REF!
|  | 0:34 | 205 | ZR205 |  |  | 0:34 | 205 | ZR205 |  |  | 0:34 | 205 | ZR205 |  |  | 0:34 | 205 | ZR205 | 17:05 | 1005 | ZR1005 | 17:05 | 1005 | ZR1005 | 17:05 | 1005 | ZR1005 | 17:05 | 1005 | ZR1005 | 2011-07-20 | #REF! | #REF! | 2011-07-20 | #REF! | #REF! | 2011-07-20 | #REF! | #REF! | 2011-07-20 | #REF! | #REF!
|  | 0:34 | 206 | ZR206 |  |  | 0:34 | 206 | ZR206 |  |  | 0:34 | 206 | ZR206 |  |  | 0:34 | 206 | ZR206 | 17:10 | 1006 | ZR1006 | 17:10 | 1006 | ZR1006 | 17:10 | 1006 | ZR1006 | 17:10 | 1006 | ZR1006 | 2011-07-21 | #REF! | #REF! | 2011-07-21 | #REF! | #REF! | 2011-07-21 | #REF! | #REF! | 2011-07-21 | #REF! | #REF!
|  | 0:34 | 207 | ZR207 |  |  | 0:34 | 207 | ZR207 |  |  | 0:34 | 207 | ZR207 |  |  | 0:34 | 207 | ZR207 | 17:15 | 1007 | ZR1007 | 17:15 | 1007 | ZR1007 | 17:15 | 1007 | ZR1007 | 17:15 | 1007 | ZR1007 | 2011-07-22 | #REF! | #REF! | 2011-07-22 | #REF! | #REF! | 2011-07-22 | #REF! | #REF! | 2011-07-22 | #REF! | #REF!
|  | 0:35 | 208 | ZR208 |  |  | 0:35 | 208 | ZR208 |  |  | 0:35 | 208 | ZR208 |  |  | 0:35 | 208 | ZR208 | 17:20 | 1008 | ZR1008 | 17:20 | 1008 | ZR1008 | 17:20 | 1008 | ZR1008 | 17:20 | 1008 | ZR1008 | 2011-07-23 | #REF! | #REF! | 2011-07-23 | #REF! | #REF! | 2011-07-23 | #REF! | #REF! | 2011-07-23 | #REF! | #REF!
|  | 0:35 | 209 | ZR209 |  |  | 0:35 | 209 | ZR209 |  |  | 0:35 | 209 | ZR209 |  |  | 0:35 | 209 | ZR209 | 17:25 | 1009 | ZR1009 | 17:25 | 1009 | ZR1009 | 17:25 | 1009 | ZR1009 | 17:25 | 1009 | ZR1009 | 2011-07-24 | #REF! | #REF! | 2011-07-24 | #REF! | #REF! | 2011-07-24 | #REF! | #REF! | 2011-07-24 | #REF! | #REF!
|  | 0:35 | 210 | ZR210 |  |  | 0:35 | 210 | ZR210 |  |  | 0:35 | 210 | ZR210 |  |  | 0:35 | 210 | ZR210 | 17:30 | 1010 | ZR1010 | 17:30 | 1010 | ZR1010 | 17:30 | 1010 | ZR1010 | 17:30 | 1010 | ZR1010 | 2011-07-25 | #REF! | #REF! | 2011-07-25 | #REF! | #REF! | 2011-07-25 | #REF! | #REF! | 2011-07-25 | #REF! | #REF!
|  | 0:35 | 211 | ZR211 |  |  | 0:35 | 211 | ZR211 |  |  | 0:35 | 211 | ZR211 |  |  | 0:35 | 211 | ZR211 | 17:35 | 1011 | ZR1011 | 17:35 | 1011 | ZR1011 | 17:35 | 1011 | ZR1011 | 17:35 | 1011 | ZR1011 | 2011-07-26 | #REF! | #REF! | 2011-07-26 | #REF! | #REF! | 2011-07-26 | #REF! | #REF! | 2011-07-26 | #REF! | #REF!
|  | 0:35 | 212 | ZR212 |  |  | 0:35 | 212 | ZR212 |  |  | 0:35 | 212 | ZR212 |  |  | 0:35 | 212 | ZR212 | 17:40 | 1012 | ZR1012 | 17:40 | 1012 | ZR1012 | 17:40 | 1012 | ZR1012 | 17:40 | 1012 | ZR1012 | 2011-07-27 | #REF! | #REF! | 2011-07-27 | #REF! | #REF! | 2011-07-27 | #REF! | #REF! | 2011-07-27 | #REF! | #REF!
|  | 0:36 | 213 | ZR213 |  |  | 0:36 | 213 | ZR213 |  |  | 0:36 | 213 | ZR213 |  |  | 0:36 | 213 | ZR213 | 17:45 | 1013 | ZR1013 | 17:45 | 1013 | ZR1013 | 17:45 | 1013 | ZR1013 | 17:45 | 1013 | ZR1013 | 2011-07-28 | #REF! | #REF! | 2011-07-28 | #REF! | #REF! | 2011-07-28 | #REF! | #REF! | 2011-07-28 | #REF! | #REF!
|  | 0:36 | 214 | ZR214 |  |  | 0:36 | 214 | ZR214 |  |  | 0:36 | 214 | ZR214 |  |  | 0:36 | 214 | ZR214 | 17:50 | 1014 | ZR1014 | 17:50 | 1014 | ZR1014 | 17:50 | 1014 | ZR1014 | 17:50 | 1014 | ZR1014 | 2011-07-29 | #REF! | #REF! | 2011-07-29 | #REF! | #REF! | 2011-07-29 | #REF! | #REF! | 2011-07-29 | #REF! | #REF!
|  | 0:36 | 215 | ZR215 |  |  | 0:36 | 215 | ZR215 |  |  | 0:36 | 215 | ZR215 |  |  | 0:36 | 215 | ZR215 | 17:55 | 1015 | ZR1015 | 17:55 | 1015 | ZR1015 | 17:55 | 1015 | ZR1015 | 17:55 | 1015 | ZR1015 | 2011-07-30 | #REF! | #REF! | 2011-07-30 | #REF! | #REF! | 2011-07-30 | #REF! | #REF! | 2011-07-30 | #REF! | #REF!
|  | 0:36 | 216 | ZR216 |  |  | 0:36 | 216 | ZR216 |  |  | 0:36 | 216 | ZR216 |  |  | 0:36 | 216 | ZR216 | 18:00 | 1016 | ZR1016 | 18:00 | 1016 | ZR1016 | 18:00 | 1016 | ZR1016 | 18:00 | 1016 | ZR1016 | 2011-07-31 | #REF! | #REF! | 2011-07-31 | #REF! | #REF! | 2011-07-31 | #REF! | #REF! | 2011-07-31 | #REF! | #REF!
|  | 0:36 | 217 | ZR217 |  |  | 0:36 | 217 | ZR217 |  |  | 0:36 | 217 | ZR217 |  |  | 0:36 | 217 | ZR217 | 18:05 | 1017 | ZR1017 | 18:05 | 1017 | ZR1017 | 18:05 | 1017 | ZR1017 | 18:05 | 1017 | ZR1017 | 2011-08-01 | #REF! | #REF! | 2011-08-01 | #REF! | #REF! | 2011-08-01 | #REF! | #REF! | 2011-08-01 | #REF! | #REF!
|  | 0:36 | 218 | ZR218 |  |  | 0:36 | 218 | ZR218 |  |  | 0:36 | 218 | ZR218 |  |  | 0:36 | 218 | ZR218 | 18:10 | 1018 | ZR1018 | 18:10 | 1018 | ZR1018 | 18:10 | 1018 | ZR1018 | 18:10 | 1018 | ZR1018 | 2011-08-02 | #REF! | #REF! | 2011-08-02 | #REF! | #REF! | 2011-08-02 | #REF! | #REF! | 2011-08-02 | #REF! | #REF!
|  | 0:36 | 219 | ZR219 |  |  | 0:36 | 219 | ZR219 |  |  | 0:36 | 219 | ZR219 |  |  | 0:36 | 219 | ZR219 | 18:15 | 1019 | ZR1019 | 18:15 | 1019 | ZR1019 | 18:15 | 1019 | ZR1019 | 18:15 | 1019 | ZR1019 | 2011-08-03 | #REF! | #REF! | 2011-08-03 | #REF! | #REF! | 2011-08-03 | #REF! | #REF! | 2011-08-03 | #REF! | #REF!
|  | 0:37 | 220 | ZR220 |  |  | 0:37 | 220 | ZR220 |  |  | 0:37 | 220 | ZR220 |  |  | 0:37 | 220 | ZR220 | 18:20 | 1020 | ZR1020 | 18:20 | 1020 | ZR1020 | 18:20 | 1020 | ZR1020 | 18:20 | 1020 | ZR1020 | 2011-08-04 | #REF! | #REF! | 2011-08-04 | #REF! | #REF! | 2011-08-04 | #REF! | #REF! | 2011-08-04 | #REF! | #REF!
|  | 0:37 | 221 | ZR221 |  |  | 0:37 | 221 | ZR221 |  |  | 0:37 | 221 | ZR221 |  |  | 0:37 | 221 | ZR221 | 18:25 | 1021 | ZR1021 | 18:25 | 1021 | ZR1021 | 18:25 | 1021 | ZR1021 | 18:25 | 1021 | ZR1021 | 2011-08-05 | #REF! | #REF! | 2011-08-05 | #REF! | #REF! | 2011-08-05 | #REF! | #REF! | 2011-08-05 | #REF! | #REF!
|  | 0:37 | 222 | ZR222 |  |  | 0:37 | 222 | ZR222 |  |  | 0:37 | 222 | ZR222 |  |  | 0:37 | 222 | ZR222 | 18:30 | 1022 | ZR1022 | 18:30 | 1022 | ZR1022 | 18:30 | 1022 | ZR1022 | 18:30 | 1022 | ZR1022 | 2011-08-06 | #REF! | #REF! | 2011-08-06 | #REF! | #REF! | 2011-08-06 | #REF! | #REF! | 2011-08-06 | #REF! | #REF!
|  | 0:37 | 223 | ZR223 |  |  | 0:37 | 223 | ZR223 |  |  | 0:37 | 223 | ZR223 |  |  | 0:37 | 223 | ZR223 | 18:35 | 1023 | ZR1023 | 18:35 | 1023 | ZR1023 | 18:35 | 1023 | ZR1023 | 18:35 | 1023 | ZR1023 | 2011-08-07 | #REF! | #REF! | 2011-08-07 | #REF! | #REF! | 2011-08-07 | #REF! | #REF! | 2011-08-07 | #REF! | #REF!
|  | 0:37 | 224 | ZR224 |  |  | 0:37 | 224 | ZR224 |  |  | 0:37 | 224 | ZR224 |  |  | 0:37 | 224 | ZR224 | 18:40 | 1024 | ZR1024 | 18:40 | 1024 | ZR1024 | 18:40 | 1024 | ZR1024 | 18:40 | 1024 | ZR1024 | 2011-08-08 | #REF! | #REF! | 2011-08-08 | #REF! | #REF! | 2011-08-08 | #REF! | #REF! | 2011-08-08 | #REF! | #REF!
|  | 0:38 | 225 | ZR225 |  |  | 0:38 | 225 | ZR225 |  |  | 0:38 | 225 | ZR225 |  |  | 0:38 | 225 | ZR225 | 18:45 | 1025 | ZR1025 | 18:45 | 1025 | ZR1025 | 18:45 | 1025 | ZR1025 | 18:45 | 1025 | ZR1025 | 2011-08-09 | #REF! | #REF! | 2011-08-09 | #REF! | #REF! | 2011-08-09 | #REF! | #REF! | 2011-08-09 | #REF! | #REF!
|  | 0:38 | 226 | ZR226 |  |  | 0:38 | 226 | ZR226 |  |  | 0:38 | 226 | ZR226 |  |  | 0:38 | 226 | ZR226 | 18:50 | 1026 | ZR1026 | 18:50 | 1026 | ZR1026 | 18:50 | 1026 | ZR1026 | 18:50 | 1026 | ZR1026 | 2011-08-10 | #REF! | #REF! | 2011-08-10 | #REF! | #REF! | 2011-08-10 | #REF! | #REF! | 2011-08-10 | #REF! | #REF!
|  | 0:38 | 227 | ZR227 |  |  | 0:38 | 227 | ZR227 |  |  | 0:38 | 227 | ZR227 |  |  | 0:38 | 227 | ZR227 | 18:55 | 1027 | ZR1027 | 18:55 | 1027 | ZR1027 | 18:55 | 1027 | ZR1027 | 18:55 | 1027 | ZR1027 | 2011-08-11 | #REF! | #REF! | 2011-08-11 | #REF! | #REF! | 2011-08-11 | #REF! | #REF! | 2011-08-11 | #REF! | #REF!
|  | 0:38 | 228 | ZR228 |  |  | 0:38 | 228 | ZR228 |  |  | 0:38 | 228 | ZR228 |  |  | 0:38 | 228 | ZR228 | 19:00 | 1028 | ZR1028 | 19:00 | 1028 | ZR1028 | 19:00 | 1028 | ZR1028 | 19:00 | 1028 | ZR1028 | 2011-08-12 | #REF! | #REF! | 2011-08-12 | #REF! | #REF! | 2011-08-12 | #REF! | #REF! | 2011-08-12 | #REF! | #REF!
|  | 0:38 | 229 | ZR229 |  |  | 0:38 | 229 | ZR229 |  |  | 0:38 | 229 | ZR229 |  |  | 0:38 | 229 | ZR229 | 19:05 | 1029 | ZR1029 | 19:05 | 1029 | ZR1029 | 19:05 | 1029 | ZR1029 | 19:05 | 1029 | ZR1029 | 2011-08-13 | #REF! | #REF! | 2011-08-13 | #REF! | #REF! | 2011-08-13 | #REF! | #REF! | 2011-08-13 | #REF! | #REF!
|  | 0:38 | 230 | ZR230 |  |  | 0:38 | 230 | ZR230 |  |  | 0:38 | 230 | ZR230 |  |  | 0:38 | 230 | ZR230 | 19:10 | 1030 | ZR1030 | 19:10 | 1030 | ZR1030 | 19:10 | 1030 | ZR1030 | 19:10 | 1030 | ZR1030 | 2011-08-14 | #REF! | #REF! | 2011-08-14 | #REF! | #REF! | 2011-08-14 | #REF! | #REF! | 2011-08-14 | #REF! | #REF!
|  | 0:38 | 231 | ZR231 |  |  | 0:38 | 231 | ZR231 |  |  | 0:38 | 231 | ZR231 |  |  | 0:38 | 231 | ZR231 | 19:15 | 1031 | ZR1031 | 19:15 | 1031 | ZR1031 | 19:15 | 1031 | ZR1031 | 19:15 | 1031 | ZR1031 | 2011-08-15 | #REF! | #REF! | 2011-08-15 | #REF! | #REF! | 2011-08-15 | #REF! | #REF! | 2011-08-15 | #REF! | #REF!
|  | 0:39 | 232 | ZR232 |  |  | 0:39 | 232 | ZR232 |  |  | 0:39 | 232 | ZR232 |  |  | 0:39 | 232 | ZR232 | 19:20 | 1032 | ZR1032 | 19:20 | 1032 | ZR1032 | 19:20 | 1032 | ZR1032 | 19:20 | 1032 | ZR1032 | 2011-08-16 | #REF! | #REF! | 2011-08-16 | #REF! | #REF! | 2011-08-16 | #REF! | #REF! | 2011-08-16 | #REF! | #REF!
|  | 0:39 | 233 | ZR233 |  |  | 0:39 | 233 | ZR233 |  |  | 0:39 | 233 | ZR233 |  |  | 0:39 | 233 | ZR233 | 19:25 | 1033 | ZR1033 | 19:25 | 1033 | ZR1033 | 19:25 | 1033 | ZR1033 | 19:25 | 1033 | ZR1033 | 2011-08-17 | #REF! | #REF! | 2011-08-17 | #REF! | #REF! | 2011-08-17 | #REF! | #REF! | 2011-08-17 | #REF! | #REF!
|  | 0:39 | 234 | ZR234 |  |  | 0:39 | 234 | ZR234 |  |  | 0:39 | 234 | ZR234 |  |  | 0:39 | 234 | ZR234 | 19:30 | 1034 | ZR1034 | 19:30 | 1034 | ZR1034 | 19:30 | 1034 | ZR1034 | 19:30 | 1034 | ZR1034 | 2011-08-18 | #REF! | #REF! | 2011-08-18 | #REF! | #REF! | 2011-08-18 | #REF! | #REF! | 2011-08-18 | #REF! | #REF!
|  | 0:39 | 235 | ZR235 |  |  | 0:39 | 235 | ZR235 |  |  | 0:39 | 235 | ZR235 |  |  | 0:39 | 235 | ZR235 | 19:35 | 1035 | ZR1035 | 19:35 | 1035 | ZR1035 | 19:35 | 1035 | ZR1035 | 19:35 | 1035 | ZR1035 | 2011-08-19 | #REF! | #REF! | 2011-08-19 | #REF! | #REF! | 2011-08-19 | #REF! | #REF! | 2011-08-19 | #REF! | #REF!
|  | 0:39 | 236 | ZR236 |  |  | 0:39 | 236 | ZR236 |  |  | 0:39 | 236 | ZR236 |  |  | 0:39 | 236 | ZR236 | 19:40 | 1036 | ZR1036 | 19:40 | 1036 | ZR1036 | 19:40 | 1036 | ZR1036 | 19:40 | 1036 | ZR1036 | 2011-08-20 | #REF! | #REF! | 2011-08-20 | #REF! | #REF! | 2011-08-20 | #REF! | #REF! | 2011-08-20 | #REF! | #REF!
|  | 0:40 | 237 | ZR237 |  |  | 0:40 | 237 | ZR237 |  |  | 0:40 | 237 | ZR237 |  |  | 0:40 | 237 | ZR237 | 19:45 | 1037 | ZR1037 | 19:45 | 1037 | ZR1037 | 19:45 | 1037 | ZR1037 | 19:45 | 1037 | ZR1037 | 2011-08-21 | #REF! | #REF! | 2011-08-21 | #REF! | #REF! | 2011-08-21 | #REF! | #REF! | 2011-08-21 | #REF! | #REF!
|  | 0:40 | 238 | ZR238 |  |  | 0:40 | 238 | ZR238 |  |  | 0:40 | 238 | ZR238 |  |  | 0:40 | 238 | ZR238 | 19:50 | 1038 | ZR1038 | 19:50 | 1038 | ZR1038 | 19:50 | 1038 | ZR1038 | 19:50 | 1038 | ZR1038 | 2011-08-22 | #REF! | #REF! | 2011-08-22 | #REF! | #REF! | 2011-08-22 | #REF! | #REF! | 2011-08-22 | #REF! | #REF!
|  | 0:40 | 239 | ZR239 |  |  | 0:40 | 239 | ZR239 |  |  | 0:40 | 239 | ZR239 |  |  | 0:40 | 239 | ZR239 | 19:55 | 1039 | ZR1039 | 19:55 | 1039 | ZR1039 | 19:55 | 1039 | ZR1039 | 19:55 | 1039 | ZR1039 | 2011-08-23 | #REF! | #REF! | 2011-08-23 | #REF! | #REF! | 2011-08-23 | #REF! | #REF! | 2011-08-23 | #REF! | #REF!
|  | 0:40 | 240 | ZR240 |  |  | 0:40 | 240 | ZR240 |  |  | 0:40 | 240 | ZR240 |  |  | 0:40 | 240 | ZR240 | 20:00 | 1040 | ZR1040 | 20:00 | 1040 | ZR1040 | 20:00 | 1040 | ZR1040 | 20:00 | 1040 | ZR1040 | 2011-08-24 | #REF! | #REF! | 2011-08-24 | #REF! | #REF! | 2011-08-24 | #REF! | #REF! | 2011-08-24 | #REF! | #REF!
|  | 0:40 | 241 | ZR241 |  |  | 0:40 | 241 | ZR241 |  |  | 0:40 | 241 | ZR241 |  |  | 0:40 | 241 | ZR241 | 20:05 | 1041 | ZR1041 | 20:05 | 1041 | ZR1041 | 20:05 | 1041 | ZR1041 | 20:05 | 1041 | ZR1041 | 2011-08-25 | #REF! | #REF! | 2011-08-25 | #REF! | #REF! | 2011-08-25 | #REF! | #REF! | 2011-08-25 | #REF! | #REF!
|  | 0:40 | 242 | ZR242 |  |  | 0:40 | 242 | ZR242 |  |  | 0:40 | 242 | ZR242 |  |  | 0:40 | 242 | ZR242 | 20:10 | 1042 | ZR1042 | 20:10 | 1042 | ZR1042 | 20:10 | 1042 | ZR1042 | 20:10 | 1042 | ZR1042 | 2011-08-26 | #REF! | #REF! | 2011-08-26 | #REF! | #REF! | 2011-08-26 | #REF! | #REF! | 2011-08-26 | #REF! | #REF!
|  | 0:40 | 243 | ZR243 |  |  | 0:40 | 243 | ZR243 |  |  | 0:40 | 243 | ZR243 |  |  | 0:40 | 243 | ZR243 | 20:15 | 1043 | ZR1043 | 20:15 | 1043 | ZR1043 | 20:15 | 1043 | ZR1043 | 20:15 | 1043 | ZR1043 | 2011-08-27 | #REF! | #REF! | 2011-08-27 | #REF! | #REF! | 2011-08-27 | #REF! | #REF! | 2011-08-27 | #REF! | #REF!
|  | 0:41 | 244 | ZR244 |  |  | 0:41 | 244 | ZR244 |  |  | 0:41 | 244 | ZR244 |  |  | 0:41 | 244 | ZR244 | 20:20 | 1044 | ZR1044 | 20:20 | 1044 | ZR1044 | 20:20 | 1044 | ZR1044 | 20:20 | 1044 | ZR1044 | 2011-08-28 | #REF! | #REF! | 2011-08-28 | #REF! | #REF! | 2011-08-28 | #REF! | #REF! | 2011-08-28 | #REF! | #REF!
|  | 0:41 | 245 | ZR245 |  |  | 0:41 | 245 | ZR245 |  |  | 0:41 | 245 | ZR245 |  |  | 0:41 | 245 | ZR245 | 20:25 | 1045 | ZR1045 | 20:25 | 1045 | ZR1045 | 20:25 | 1045 | ZR1045 | 20:25 | 1045 | ZR1045 | 2011-08-29 | #REF! | #REF! | 2011-08-29 | #REF! | #REF! | 2011-08-29 | #REF! | #REF! | 2011-08-29 | #REF! | #REF!
|  | 0:41 | 246 | ZR246 |  |  | 0:41 | 246 | ZR246 |  |  | 0:41 | 246 | ZR246 |  |  | 0:41 | 246 | ZR246 | 20:30 | 1046 | ZR1046 | 20:30 | 1046 | ZR1046 | 20:30 | 1046 | ZR1046 | 20:30 | 1046 | ZR1046 | 2011-08-30 | #REF! | #REF! | 2011-08-30 | #REF! | #REF! | 2011-08-30 | #REF! | #REF! | 2011-08-30 | #REF! | #REF!
|  | 0:41 | 247 | ZR247 |  |  | 0:41 | 247 | ZR247 |  |  | 0:41 | 247 | ZR247 |  |  | 0:41 | 247 | ZR247 | 20:35 | 1047 | ZR1047 | 20:35 | 1047 | ZR1047 | 20:35 | 1047 | ZR1047 | 20:35 | 1047 | ZR1047 | 2011-08-31 | #REF! | #REF! | 2011-08-31 | #REF! | #REF! | 2011-08-31 | #REF! | #REF! | 2011-08-31 | #REF! | #REF!
|  | 0:41 | 248 | ZR248 |  |  | 0:41 | 248 | ZR248 |  |  | 0:41 | 248 | ZR248 |  |  | 0:41 | 248 | ZR248 | 20:40 | 1048 | ZR1048 | 20:40 | 1048 | ZR1048 | 20:40 | 1048 | ZR1048 | 20:40 | 1048 | ZR1048 | 2011-09-01 | #REF! | #REF! | 2011-09-01 | #REF! | #REF! | 2011-09-01 | #REF! | #REF! | 2011-09-01 | #REF! | #REF!
|  | 0:41 | 249 | ZR249 |  |  | 0:41 | 249 | ZR249 |  |  | 0:41 | 249 | ZR249 |  |  | 0:41 | 249 | ZR249 | 20:45 | 1049 | ZR1049 | 20:45 | 1049 | ZR1049 | 20:45 | 1049 | ZR1049 | 20:45 | 1049 | ZR1049 | 2011-09-02 | #REF! | #REF! | 2011-09-02 | #REF! | #REF! | 2011-09-02 | #REF! | #REF! | 2011-09-02 | #REF! | #REF!
|  | 0:42 | 250 | ZR250 |  |  | 0:42 | 250 | ZR250 |  |  | 0:42 | 250 | ZR250 |  |  | 0:42 | 250 | ZR250 | 20:50 | 1050 | ZR1050 | 20:50 | 1050 | ZR1050 | 20:50 | 1050 | ZR1050 | 20:50 | 1050 | ZR1050 | 2011-09-03 | #REF! | #REF! | 2011-09-03 | #REF! | #REF! | 2011-09-03 | #REF! | #REF! | 2011-09-03 | #REF! | #REF!
|  | 0:42 | 251 | ZR251 |  |  | 0:42 | 251 | ZR251 |  |  | 0:42 | 251 | ZR251 |  |  | 0:42 | 251 | ZR251 | 20:55 | 1051 | ZR1051 | 20:55 | 1051 | ZR1051 | 20:55 | 1051 | ZR1051 | 20:55 | 1051 | ZR1051 | 2011-09-04 | #REF! | #REF! | 2011-09-04 | #REF! | #REF! | 2011-09-04 | #REF! | #REF! | 2011-09-04 | #REF! | #REF!
|  | 0:42 | 252 | ZR252 |  |  | 0:42 | 252 | ZR252 |  |  | 0:42 | 252 | ZR252 |  |  | 0:42 | 252 | ZR252 | 21:00 | 1052 | ZR1052 | 21:00 | 1052 | ZR1052 | 21:00 | 1052 | ZR1052 | 21:00 | 1052 | ZR1052 | 2011-09-05 | #REF! | #REF! | 2011-09-05 | #REF! | #REF! | 2011-09-05 | #REF! | #REF! | 2011-09-05 | #REF! | #REF!
|  | 0:42 | 253 | ZR253 |  |  | 0:42 | 253 | ZR253 |  |  | 0:42 | 253 | ZR253 |  |  | 0:42 | 253 | ZR253 | 21:05 | 1053 | ZR1053 | 21:05 | 1053 | ZR1053 | 21:05 | 1053 | ZR1053 | 21:05 | 1053 | ZR1053 | 2011-09-06 | #REF! | #REF! | 2011-09-06 | #REF! | #REF! | 2011-09-06 | #REF! | #REF! | 2011-09-06 | #REF! | #REF!
|  | 0:42 | 254 | ZR254 |  |  | 0:42 | 254 | ZR254 |  |  | 0:42 | 254 | ZR254 |  |  | 0:42 | 254 | ZR254 | 21:10 | 1054 | ZR1054 | 21:10 | 1054 | ZR1054 | 21:10 | 1054 | ZR1054 | 21:10 | 1054 | ZR1054 | 2011-09-07 | #REF! | #REF! | 2011-09-07 | #REF! | #REF! | 2011-09-07 | #REF! | #REF! | 2011-09-07 | #REF! | #REF!
|  | 0:43 | 255 | ZR255 |  |  | 0:43 | 255 | ZR255 |  |  | 0:43 | 255 | ZR255 |  |  | 0:43 | 255 | ZR255 | 21:15 | 1055 | ZR1055 | 21:15 | 1055 | ZR1055 | 21:15 | 1055 | ZR1055 | 21:15 | 1055 | ZR1055 | 2011-09-08 | #REF! | #REF! | 2011-09-08 | #REF! | #REF! | 2011-09-08 | #REF! | #REF! | 2011-09-08 | #REF! | #REF!
|  | 0:43 | 256 | ZR256 |  |  | 0:43 | 256 | ZR256 |  |  | 0:43 | 256 | ZR256 |  |  | 0:43 | 256 | ZR256 | 21:20 | 1056 | ZR1056 | 21:20 | 1056 | ZR1056 | 21:20 | 1056 | ZR1056 | 21:20 | 1056 | ZR1056 | 2011-09-09 | #REF! | #REF! | 2011-09-09 | #REF! | #REF! | 2011-09-09 | #REF! | #REF! | 2011-09-09 | #REF! | #REF!
|  | 0:43 | 257 | ZR257 |  |  | 0:43 | 257 | ZR257 |  |  | 0:43 | 257 | ZR257 |  |  | 0:43 | 257 | ZR257 | 21:25 | 1057 | ZR1057 | 21:25 | 1057 | ZR1057 | 21:25 | 1057 | ZR1057 | 21:25 | 1057 | ZR1057 | 2011-09-10 | #REF! | #REF! | 2011-09-10 | #REF! | #REF! | 2011-09-10 | #REF! | #REF! | 2011-09-10 | #REF! | #REF!
|  | 0:43 | 258 | ZR258 |  |  | 0:43 | 258 | ZR258 |  |  | 0:43 | 258 | ZR258 |  |  | 0:43 | 258 | ZR258 | 21:30 | 1058 | ZR1058 | 21:30 | 1058 | ZR1058 | 21:30 | 1058 | ZR1058 | 21:30 | 1058 | ZR1058 | 2011-09-11 | #REF! | #REF! | 2011-09-11 | #REF! | #REF! | 2011-09-11 | #REF! | #REF! | 2011-09-11 | #REF! | #REF!
|  | 0:43 | 259 | ZR259 |  |  | 0:43 | 259 | ZR259 |  |  | 0:43 | 259 | ZR259 |  |  | 0:43 | 259 | ZR259 | 21:35 | 1059 | ZR1059 | 21:35 | 1059 | ZR1059 | 21:35 | 1059 | ZR1059 | 21:35 | 1059 | ZR1059 | 2011-09-12 | #REF! | #REF! | 2011-09-12 | #REF! | #REF! | 2011-09-12 | #REF! | #REF! | 2011-09-12 | #REF! | #REF!
|  | 0:43 | 260 | ZR260 |  |  | 0:43 | 260 | ZR260 |  |  | 0:43 | 260 | ZR260 |  |  | 0:43 | 260 | ZR260 | 21:40 | 1060 | ZR1060 | 21:40 | 1060 | ZR1060 | 21:40 | 1060 | ZR1060 | 21:40 | 1060 | ZR1060 | 2011-09-13 | #REF! | #REF! | 2011-09-13 | #REF! | #REF! | 2011-09-13 | #REF! | #REF! | 2011-09-13 | #REF! | #REF!
|  | 0:43 | 261 | ZR261 |  |  | 0:43 | 261 | ZR261 |  |  | 0:43 | 261 | ZR261 |  |  | 0:43 | 261 | ZR261 | 21:45 | 1061 | ZR1061 | 21:45 | 1061 | ZR1061 | 21:45 | 1061 | ZR1061 | 21:45 | 1061 | ZR1061 | 2011-09-14 | #REF! | #REF! | 2011-09-14 | #REF! | #REF! | 2011-09-14 | #REF! | #REF! | 2011-09-14 | #REF! | #REF!
|  | 0:44 | 262 | ZR262 |  |  | 0:44 | 262 | ZR262 |  |  | 0:44 | 262 | ZR262 |  |  | 0:44 | 262 | ZR262 | 21:50 | 1062 | ZR1062 | 21:50 | 1062 | ZR1062 | 21:50 | 1062 | ZR1062 | 21:50 | 1062 | ZR1062 | 2011-09-15 | #REF! | #REF! | 2011-09-15 | #REF! | #REF! | 2011-09-15 | #REF! | #REF! | 2011-09-15 | #REF! | #REF!
|  | 0:44 | 263 | ZR263 |  |  | 0:44 | 263 | ZR263 |  |  | 0:44 | 263 | ZR263 |  |  | 0:44 | 263 | ZR263 | 21:55 | 1063 | ZR1063 | 21:55 | 1063 | ZR1063 | 21:55 | 1063 | ZR1063 | 21:55 | 1063 | ZR1063 | 2011-09-16 | #REF! | #REF! | 2011-09-16 | #REF! | #REF! | 2011-09-16 | #REF! | #REF! | 2011-09-16 | #REF! | #REF!
|  | 0:44 | 264 | ZR264 |  |  | 0:44 | 264 | ZR264 |  |  | 0:44 | 264 | ZR264 |  |  | 0:44 | 264 | ZR264 | 22:00 | 1064 | ZR1064 | 22:00 | 1064 | ZR1064 | 22:00 | 1064 | ZR1064 | 22:00 | 1064 | ZR1064 | 2011-09-17 | #REF! | #REF! | 2011-09-17 | #REF! | #REF! | 2011-09-17 | #REF! | #REF! | 2011-09-17 | #REF! | #REF!
|  | 0:44 | 265 | ZR265 |  |  | 0:44 | 265 | ZR265 |  |  | 0:44 | 265 | ZR265 |  |  | 0:44 | 265 | ZR265 | 22:05 | 1065 | ZR1065 | 22:05 | 1065 | ZR1065 | 22:05 | 1065 | ZR1065 | 22:05 | 1065 | ZR1065 | 2011-09-18 | #REF! | #REF! | 2011-09-18 | #REF! | #REF! | 2011-09-18 | #REF! | #REF! | 2011-09-18 | #REF! | #REF!
|  | 0:44 | 266 | ZR266 |  |  | 0:44 | 266 | ZR266 |  |  | 0:44 | 266 | ZR266 |  |  | 0:44 | 266 | ZR266 | 22:10 | 1066 | ZR1066 | 22:10 | 1066 | ZR1066 | 22:10 | 1066 | ZR1066 | 22:10 | 1066 | ZR1066 | 2011-09-19 | #REF! | #REF! | 2011-09-19 | #REF! | #REF! | 2011-09-19 | #REF! | #REF! | 2011-09-19 | #REF! | #REF!
|  | 0:45 | 267 | ZR267 |  |  | 0:45 | 267 | ZR267 |  |  | 0:45 | 267 | ZR267 |  |  | 0:45 | 267 | ZR267 | 22:15 | 1067 | ZR1067 | 22:15 | 1067 | ZR1067 | 22:15 | 1067 | ZR1067 | 22:15 | 1067 | ZR1067 | 2011-09-20 | #REF! | #REF! | 2011-09-20 | #REF! | #REF! | 2011-09-20 | #REF! | #REF! | 2011-09-20 | #REF! | #REF!
|  | 0:45 | 268 | ZR268 |  |  | 0:45 | 268 | ZR268 |  |  | 0:45 | 268 | ZR268 |  |  | 0:45 | 268 | ZR268 | 22:20 | 1068 | ZR1068 | 22:20 | 1068 | ZR1068 | 22:20 | 1068 | ZR1068 | 22:20 | 1068 | ZR1068 | 2011-09-21 | #REF! | #REF! | 2011-09-21 | #REF! | #REF! | 2011-09-21 | #REF! | #REF! | 2011-09-21 | #REF! | #REF!
|  | 0:45 | 269 | ZR269 |  |  | 0:45 | 269 | ZR269 |  |  | 0:45 | 269 | ZR269 |  |  | 0:45 | 269 | ZR269 | 22:25 | 1069 | ZR1069 | 22:25 | 1069 | ZR1069 | 22:25 | 1069 | ZR1069 | 22:25 | 1069 | ZR1069 | 2011-09-22 | #REF! | #REF! | 2011-09-22 | #REF! | #REF! | 2011-09-22 | #REF! | #REF! | 2011-09-22 | #REF! | #REF!
|  | 0:45 | 270 | ZR270 |  |  | 0:45 | 270 | ZR270 |  |  | 0:45 | 270 | ZR270 |  |  | 0:45 | 270 | ZR270 | 22:30 | 1070 | ZR1070 | 22:30 | 1070 | ZR1070 | 22:30 | 1070 | ZR1070 | 22:30 | 1070 | ZR1070 | 2011-09-23 | #REF! | #REF! | 2011-09-23 | #REF! | #REF! | 2011-09-23 | #REF! | #REF! | 2011-09-23 | #REF! | #REF!
|  | 0:45 | 271 | ZR271 |  |  | 0:45 | 271 | ZR271 |  |  | 0:45 | 271 | ZR271 |  |  | 0:45 | 271 | ZR271 | 22:35 | 1071 | ZR1071 | 22:35 | 1071 | ZR1071 | 22:35 | 1071 | ZR1071 | 22:35 | 1071 | ZR1071 | 2011-09-24 | #REF! | #REF! | 2011-09-24 | #REF! | #REF! | 2011-09-24 | #REF! | #REF! | 2011-09-24 | #REF! | #REF!
|  | 0:45 | 272 | ZR272 |  |  | 0:45 | 272 | ZR272 |  |  | 0:45 | 272 | ZR272 |  |  | 0:45 | 272 | ZR272 | 22:40 | 1072 | ZR1072 | 22:40 | 1072 | ZR1072 | 22:40 | 1072 | ZR1072 | 22:40 | 1072 | ZR1072 | 2011-09-25 | #REF! | #REF! | 2011-09-25 | #REF! | #REF! | 2011-09-25 | #REF! | #REF! | 2011-09-25 | #REF! | #REF!
|  | 0:45 | 273 | ZR273 |  |  | 0:45 | 273 | ZR273 |  |  | 0:45 | 273 | ZR273 |  |  | 0:45 | 273 | ZR273 | 22:45 | 1073 | ZR1073 | 22:45 | 1073 | ZR1073 | 22:45 | 1073 | ZR1073 | 22:45 | 1073 | ZR1073 | 2011-09-26 | #REF! | #REF! | 2011-09-26 | #REF! | #REF! | 2011-09-26 | #REF! | #REF! | 2011-09-26 | #REF! | #REF!
|  | 0:46 | 274 | ZR274 |  |  | 0:46 | 274 | ZR274 |  |  | 0:46 | 274 | ZR274 |  |  | 0:46 | 274 | ZR274 | 22:50 | 1074 | ZR1074 | 22:50 | 1074 | ZR1074 | 22:50 | 1074 | ZR1074 | 22:50 | 1074 | ZR1074 | 2011-09-27 | #REF! | #REF! | 2011-09-27 | #REF! | #REF! | 2011-09-27 | #REF! | #REF! | 2011-09-27 | #REF! | #REF!
|  | 0:46 | 275 | ZR275 |  |  | 0:46 | 275 | ZR275 |  |  | 0:46 | 275 | ZR275 |  |  | 0:46 | 275 | ZR275 | 22:55 | 1075 | ZR1075 | 22:55 | 1075 | ZR1075 | 22:55 | 1075 | ZR1075 | 22:55 | 1075 | ZR1075 | 2011-09-28 | #REF! | #REF! | 2011-09-28 | #REF! | #REF! | 2011-09-28 | #REF! | #REF! | 2011-09-28 | #REF! | #REF!
|  | 0:46 | 276 | ZR276 |  |  | 0:46 | 276 | ZR276 |  |  | 0:46 | 276 | ZR276 |  |  | 0:46 | 276 | ZR276 | 23:00 | 1076 | ZR1076 | 23:00 | 1076 | ZR1076 | 23:00 | 1076 | ZR1076 | 23:00 | 1076 | ZR1076 | 2011-09-29 | #REF! | #REF! | 2011-09-29 | #REF! | #REF! | 2011-09-29 | #REF! | #REF! | 2011-09-29 | #REF! | #REF!
|  | 0:46 | 277 | ZR277 |  |  | 0:46 | 277 | ZR277 |  |  | 0:46 | 277 | ZR277 |  |  | 0:46 | 277 | ZR277 | 23:05 | 1077 | ZR1077 | 23:05 | 1077 | ZR1077 | 23:05 | 1077 | ZR1077 | 23:05 | 1077 | ZR1077 | 2011-09-30 | #REF! | #REF! | 2011-09-30 | #REF! | #REF! | 2011-09-30 | #REF! | #REF! | 2011-09-30 | #REF! | #REF!
|  | 0:46 | 278 | ZR278 |  |  | 0:46 | 278 | ZR278 |  |  | 0:46 | 278 | ZR278 |  |  | 0:46 | 278 | ZR278 | 23:10 | 1078 | ZR1078 | 23:10 | 1078 | ZR1078 | 23:10 | 1078 | ZR1078 | 23:10 | 1078 | ZR1078 |  | #REF! | #REF! |  | #REF! | #REF! |  | #REF! | #REF! |  | #REF! | #REF!
|  | 0:47 | 279 | ZR279 |  |  | 0:47 | 279 | ZR279 |  |  | 0:47 | 279 | ZR279 |  |  | 0:47 | 279 | ZR279 | 23:15 | 1079 | ZR1079 | 23:15 | 1079 | ZR1079 | 23:15 | 1079 | ZR1079 | 23:15 | 1079 | ZR1079 | 2011-10-01 | #REF! | #REF! | 2011-10-01 | #REF! | #REF! | 2011-10-01 | #REF! | #REF! | 2011-10-01 | #REF! | #REF!
|  | 0:47 | 280 | ZR280 |  |  | 0:47 | 280 | ZR280 |  |  | 0:47 | 280 | ZR280 |  |  | 0:47 | 280 | ZR280 | 23:20 | 1080 | ZR1080 | 23:20 | 1080 | ZR1080 | 23:20 | 1080 | ZR1080 | 23:20 | 1080 | ZR1080 | 2011-10-02 | #REF! | #REF! | 2011-10-02 | #REF! | #REF! | 2011-10-02 | #REF! | #REF! | 2011-10-02 | #REF! | #REF!
|  | 0:47 | 281 | ZR281 |  |  | 0:47 | 281 | ZR281 |  |  | 0:47 | 281 | ZR281 |  |  | 0:47 | 281 | ZR281 | 23:25 | 1081 | ZR1081 | 23:25 | 1081 | ZR1081 | 23:25 | 1081 | ZR1081 | 23:25 | 1081 | ZR1081 | 2011-10-03 | #REF! | #REF! | 2011-10-03 | #REF! | #REF! | 2011-10-03 | #REF! | #REF! | 2011-10-03 | #REF! | #REF!
|  | 0:47 | 282 | ZR282 |  |  | 0:47 | 282 | ZR282 |  |  | 0:47 | 282 | ZR282 |  |  | 0:47 | 282 | ZR282 | 23:30 | 1082 | ZR1082 | 23:30 | 1082 | ZR1082 | 23:30 | 1082 | ZR1082 | 23:30 | 1082 | ZR1082 | 2011-10-04 | #REF! | #REF! | 2011-10-04 | #REF! | #REF! | 2011-10-04 | #REF! | #REF! | 2011-10-04 | #REF! | #REF!
|  | 0:47 | 283 | ZR283 |  |  | 0:47 | 283 | ZR283 |  |  | 0:47 | 283 | ZR283 |  |  | 0:47 | 283 | ZR283 | 23:35 | 1083 | ZR1083 | 23:35 | 1083 | ZR1083 | 23:35 | 1083 | ZR1083 | 23:35 | 1083 | ZR1083 | 2011-10-05 | #REF! | #REF! | 2011-10-05 | #REF! | #REF! | 2011-10-05 | #REF! | #REF! | 2011-10-05 | #REF! | #REF!
|  | 0:47 | 284 | ZR284 |  |  | 0:47 | 284 | ZR284 |  |  | 0:47 | 284 | ZR284 |  |  | 0:47 | 284 | ZR284 | 23:40 | 1084 | ZR1084 | 23:40 | 1084 | ZR1084 | 23:40 | 1084 | ZR1084 | 23:40 | 1084 | ZR1084 | 2011-10-06 | #REF! | #REF! | 2011-10-06 | #REF! | #REF! | 2011-10-06 | #REF! | #REF! | 2011-10-06 | #REF! | #REF!
|  | 0:47 | 285 | ZR285 |  |  | 0:47 | 285 | ZR285 |  |  | 0:47 | 285 | ZR285 |  |  | 0:47 | 285 | ZR285 | 23:45 | 1085 | ZR1085 | 23:45 | 1085 | ZR1085 | 23:45 | 1085 | ZR1085 | 23:45 | 1085 | ZR1085 | 2011-10-07 | #REF! | #REF! | 2011-10-07 | #REF! | #REF! | 2011-10-07 | #REF! | #REF! | 2011-10-07 | #REF! | #REF!
|  | 0:48 | 286 | ZR286 |  |  | 0:48 | 286 | ZR286 |  |  | 0:48 | 286 | ZR286 |  |  | 0:48 | 286 | ZR286 | 23:50 | 1086 | ZR1086 | 23:50 | 1086 | ZR1086 | 23:50 | 1086 | ZR1086 | 23:50 | 1086 | ZR1086 | 2011-10-08 | #REF! | #REF! | 2011-10-08 | #REF! | #REF! | 2011-10-08 | #REF! | #REF! | 2011-10-08 | #REF! | #REF!
|  | 0:48 | 287 | ZR287 |  |  | 0:48 | 287 | ZR287 |  |  | 0:48 | 287 | ZR287 |  |  | 0:48 | 287 | ZR287 | 23:55 | 1087 | ZR1087 | 23:55 | 1087 | ZR1087 | 23:55 | 1087 | ZR1087 | 23:55 | 1087 | ZR1087 | 2011-10-09 | #REF! | #REF! | 2011-10-09 | #REF! | #REF! | 2011-10-09 | #REF! | #REF! | 2011-10-09 | #REF! | #REF!
|  | 0:48 | 288 | ZR288 |  |  | 0:48 | 288 | ZR288 |  |  | 0:48 | 288 | ZR288 |  |  | 0:48 | 288 | ZR288 | [12 empty] | 2011-10-10 | #REF! | #REF! | 2011-10-10 | #REF! | #REF! | 2011-10-10 | #REF! | #REF! | 2011-10-10 | #REF! | #REF!
|  | 0:48 | 289 | ZR289 |  |  | 0:48 | 289 | ZR289 |  |  | 0:48 | 289 | ZR289 |  |  | 0:48 | 289 | ZR289 | 西暦 | 1090 | ZR1090 | 西暦 | 1090 | ZR1090 | 西暦 | 1090 | ZR1090 | 西暦 | 1090 | ZR1090 | 2011-10-11 | #REF! | #REF! | 2011-10-11 | #REF! | #REF! | 2011-10-11 | #REF! | #REF! | 2011-10-11 | #REF! | #REF!
|  | 0:48 | 290 | ZR290 |  |  | 0:48 | 290 | ZR290 |  |  | 0:48 | 290 | ZR290 |  |  | 0:48 | 290 | ZR290 | 月 | 1091 | ZR1091 | 月 | 1091 | ZR1091 | 月 | 1091 | ZR1091 | 月 | 1091 | ZR1091 | 2011-10-12 | #REF! | #REF! | 2011-10-12 | #REF! | #REF! | 2011-10-12 | #REF! | #REF! | 2011-10-12 | #REF! | #REF!
|  | 0:49 | 291 | ZR291 |  |  | 0:49 | 291 | ZR291 |  |  | 0:49 | 291 | ZR291 |  |  | 0:49 | 291 | ZR291 | 日 | 1092 | ZR1092 | 日 | 1092 | ZR1092 | 日 | 1092 | ZR1092 | 日 | 1092 | ZR1092 | 2011-10-13 | #REF! | #REF! | 2011-10-13 | #REF! | #REF! | 2011-10-13 | #REF! | #REF! | 2011-10-13 | #REF! | #REF!
|  | 0:49 | 292 | ZR292 |  |  | 0:49 | 292 | ZR292 |  |  | 0:49 | 292 | ZR292 |  |  | 0:49 | 292 | ZR292 | 時 | 1093 | ZR1093 | 時 | 1093 | ZR1093 | 時 | 1093 | ZR1093 | 時 | 1093 | ZR1093 | 2011-10-14 | #REF! | #REF! | 2011-10-14 | #REF! | #REF! | 2011-10-14 | #REF! | #REF! | 2011-10-14 | #REF! | #REF!
|  | 0:49 | 293 | ZR293 |  |  | 0:49 | 293 | ZR293 |  |  | 0:49 | 293 | ZR293 |  |  | 0:49 | 293 | ZR293 | 分 | 1094 | ZR1094 | 分 | 1094 | ZR1094 | 分 | 1094 | ZR1094 | 分 | 1094 | ZR1094 | 2011-10-15 | #REF! | #REF! | 2011-10-15 | #REF! | #REF! | 2011-10-15 | #REF! | #REF! | 2011-10-15 | #REF! | #REF!
|  | 0:49 | 294 | ZR294 |  |  | 0:49 | 294 | ZR294 |  |  | 0:49 | 294 | ZR294 |  |  | 0:49 | 294 | ZR294 | 秒 | 1095 | ZR1095 | 秒 | 1095 | ZR1095 | 秒 | 1095 | ZR1095 | 秒 | 1095 | ZR1095 | 2011-10-16 | #REF! | #REF! | 2011-10-16 | #REF! | #REF! | 2011-10-16 | #REF! | #REF! | 2011-10-16 | #REF! | #REF!
|  | 0:49 | 295 | ZR295 |  |  | 0:49 | 295 | ZR295 |  |  | 0:49 | 295 | ZR295 |  |  | 0:49 | 295 | ZR295 | 曜日 | 1096 | ZR1096 | 曜日 | 1096 | ZR1096 | 曜日 | 1096 | ZR1096 | 曜日 | 1096 | ZR1096 | 2011-10-17 | #REF! | #REF! | 2011-10-17 | #REF! | #REF! | 2011-10-17 | #REF! | #REF! | 2011-10-17 | #REF! | #REF!
|  | 0:49 | 296 | ZR296 |  |  | 0:49 | 296 | ZR296 |  |  | 0:49 | 296 | ZR296 |  |  | 0:49 | 296 | ZR296 | [12 empty] | 2011-10-18 | #REF! | #REF! | 2011-10-18 | #REF! | #REF! | 2011-10-18 | #REF! | #REF! | 2011-10-18 | #REF! | #REF!
|  | 0:50 | 297 | ZR297 |  |  | 0:50 | 297 | ZR297 |  |  | 0:50 | 297 | ZR297 |  |  | 0:50 | 297 | ZR297 | [12 empty] | 2011-10-19 | #REF! | #REF! | 2011-10-19 | #REF! | #REF! | 2011-10-19 | #REF! | #REF! | 2011-10-19 | #REF! | #REF!
|  | 0:50 | 298 | ZR298 |  |  | 0:50 | 298 | ZR298 |  |  | 0:50 | 298 | ZR298 |  |  | 0:50 | 298 | ZR298 | [12 empty] | 2011-10-20 | #REF! | #REF! | 2011-10-20 | #REF! | #REF! | 2011-10-20 | #REF! | #REF! | 2011-10-20 | #REF! | #REF!
|  | 0:50 | 299 | ZR299 |  |  | 0:50 | 299 | ZR299 |  |  | 0:50 | 299 | ZR299 |  |  | 0:50 | 299 | ZR299 | [12 empty] | 2011-10-21 | #REF! | #REF! | 2011-10-21 | #REF! | #REF! | 2011-10-21 | #REF! | #REF! | 2011-10-21 | #REF! | #REF!
|  | 0:50 | 300 | ZR300 |  |  | 0:50 | 300 | ZR300 |  |  | 0:50 | 300 | ZR300 |  |  | 0:50 | 300 | ZR300 | [12 empty] | 2011-10-22 | #REF! | #REF! | 2011-10-22 | #REF! | #REF! | 2011-10-22 | #REF! | #REF! | 2011-10-22 | #REF! | #REF!
|  | 0:50 | 301 | ZR301 |  |  | 0:50 | 301 | ZR301 |  |  | 0:50 | 301 | ZR301 |  |  | 0:50 | 301 | ZR301 | [12 empty] | 2011-10-23 | #REF! | #REF! | 2011-10-23 | #REF! | #REF! | 2011-10-23 | #REF! | #REF! | 2011-10-23 | #REF! | #REF!
|  | 0:50 | 302 | ZR302 |  |  | 0:50 | 302 | ZR302 |  |  | 0:50 | 302 | ZR302 |  |  | 0:50 | 302 | ZR302 | [12 empty] | 2011-10-24 | #REF! | #REF! | 2011-10-24 | #REF! | #REF! | 2011-10-24 | #REF! | #REF! | 2011-10-24 | #REF! | #REF!
|  | 0:50 | 303 | ZR303 |  |  | 0:50 | 303 | ZR303 |  |  | 0:50 | 303 | ZR303 |  |  | 0:50 | 303 | ZR303 | [12 empty] | 2011-10-25 | #REF! | #REF! | 2011-10-25 | #REF! | #REF! | 2011-10-25 | #REF! | #REF! | 2011-10-25 | #REF! | #REF!
|  | 0:51 | 304 | ZR304 |  |  | 0:51 | 304 | ZR304 |  |  | 0:51 | 304 | ZR304 |  |  | 0:51 | 304 | ZR304 | [12 empty] | 2011-10-26 | #REF! | #REF! | 2011-10-26 | #REF! | #REF! | 2011-10-26 | #REF! | #REF! | 2011-10-26 | #REF! | #REF!
|  | 0:51 | 305 | ZR305 |  |  | 0:51 | 305 | ZR305 |  |  | 0:51 | 305 | ZR305 |  |  | 0:51 | 305 | ZR305 | [12 empty] | 2011-10-27 | #REF! | #REF! | 2011-10-27 | #REF! | #REF! | 2011-10-27 | #REF! | #REF! | 2011-10-27 | #REF! | #REF!
|  | 0:51 | 306 | ZR306 |  |  | 0:51 | 306 | ZR306 |  |  | 0:51 | 306 | ZR306 |  |  | 0:51 | 306 | ZR306 | [12 empty] | 2011-10-28 | #REF! | #REF! | 2011-10-28 | #REF! | #REF! | 2011-10-28 | #REF! | #REF! | 2011-10-28 | #REF! | #REF!
|  | 0:51 | 307 | ZR307 |  |  | 0:51 | 307 | ZR307 |  |  | 0:51 | 307 | ZR307 |  |  | 0:51 | 307 | ZR307 | [12 empty] | 2011-10-29 | #REF! | #REF! | 2011-10-29 | #REF! | #REF! | 2011-10-29 | #REF! | #REF! | 2011-10-29 | #REF! | #REF!
|  | 0:51 | 308 | ZR308 |  |  | 0:51 | 308 | ZR308 |  |  | 0:51 | 308 | ZR308 |  |  | 0:51 | 308 | ZR308 | [12 empty] | 2011-10-30 | #REF! | #REF! | 2011-10-30 | #REF! | #REF! | 2011-10-30 | #REF! | #REF! | 2011-10-30 | #REF! | #REF!
|  | 0:52 | 309 | ZR309 |  |  | 0:52 | 309 | ZR309 |  |  | 0:52 | 309 | ZR309 |  |  | 0:52 | 309 | ZR309 | [12 empty] | 2011-10-31 | #REF! | #REF! | 2011-10-31 | #REF! | #REF! | 2011-10-31 | #REF! | #REF! | 2011-10-31 | #REF! | #REF!
|  | 0:52 | 310 | ZR310 |  |  | 0:52 | 310 | ZR310 |  |  | 0:52 | 310 | ZR310 |  |  | 0:52 | 310 | ZR310 | [12 empty] | 2011-11-01 | #REF! | #REF! | 2011-11-01 | #REF! | #REF! | 2011-11-01 | #REF! | #REF! | 2011-11-01 | #REF! | #REF!
|  | 0:52 | 311 | ZR311 |  |  | 0:52 | 311 | ZR311 |  |  | 0:52 | 311 | ZR311 |  |  | 0:52 | 311 | ZR311 | [12 empty] | 2011-11-02 | #REF! | #REF! | 2011-11-02 | #REF! | #REF! | 2011-11-02 | #REF! | #REF! | 2011-11-02 | #REF! | #REF!
|  | 0:52 | 312 | ZR312 |  |  | 0:52 | 312 | ZR312 |  |  | 0:52 | 312 | ZR312 |  |  | 0:52 | 312 | ZR312 | [12 empty] | 2011-11-03 | #REF! | #REF! | 2011-11-03 | #REF! | #REF! | 2011-11-03 | #REF! | #REF! | 2011-11-03 | #REF! | #REF!
|  | 0:52 | 313 | ZR313 |  |  | 0:52 | 313 | ZR313 |  |  | 0:52 | 313 | ZR313 |  |  | 0:52 | 313 | ZR313 | [12 empty] | 2011-11-04 | #REF! | #REF! | 2011-11-04 | #REF! | #REF! | 2011-11-04 | #REF! | #REF! | 2011-11-04 | #REF! | #REF!
|  | 0:52 | 314 | ZR314 |  |  | 0:52 | 314 | ZR314 |  |  | 0:52 | 314 | ZR314 |  |  | 0:52 | 314 | ZR314 | [12 empty] | 2011-11-05 | #REF! | #REF! | 2011-11-05 | #REF! | #REF! | 2011-11-05 | #REF! | #REF! | 2011-11-05 | #REF! | #REF!
|  | 0:52 | 315 | ZR315 |  |  | 0:52 | 315 | ZR315 |  |  | 0:52 | 315 | ZR315 |  |  | 0:52 | 315 | ZR315 | [12 empty] | 2011-11-06 | #REF! | #REF! | 2011-11-06 | #REF! | #REF! | 2011-11-06 | #REF! | #REF! | 2011-11-06 | #REF! | #REF!
|  | 0:53 | 316 | ZR316 |  |  | 0:53 | 316 | ZR316 |  |  | 0:53 | 316 | ZR316 |  |  | 0:53 | 316 | ZR316 | [12 empty] | 2011-11-07 | #REF! | #REF! | 2011-11-07 | #REF! | #REF! | 2011-11-07 | #REF! | #REF! | 2011-11-07 | #REF! | #REF!
|  | 0:53 | 317 | ZR317 |  |  | 0:53 | 317 | ZR317 |  |  | 0:53 | 317 | ZR317 |  |  | 0:53 | 317 | ZR317 | [12 empty] | 2011-11-08 | #REF! | #REF! | 2011-11-08 | #REF! | #REF! | 2011-11-08 | #REF! | #REF! | 2011-11-08 | #REF! | #REF!
|  | 0:53 | 318 | ZR318 |  |  | 0:53 | 318 | ZR318 |  |  | 0:53 | 318 | ZR318 |  |  | 0:53 | 318 | ZR318 | [12 empty] | 2011-11-09 | #REF! | #REF! | 2011-11-09 | #REF! | #REF! | 2011-11-09 | #REF! | #REF! | 2011-11-09 | #REF! | #REF!
|  | 0:53 | 319 | ZR319 |  |  | 0:53 | 319 | ZR319 |  |  | 0:53 | 319 | ZR319 |  |  | 0:53 | 319 | ZR319 | [12 empty] | 2011-11-10 | #REF! | #REF! | 2011-11-10 | #REF! | #REF! | 2011-11-10 | #REF! | #REF! | 2011-11-10 | #REF! | #REF!
|  | 0:53 | 320 | ZR320 |  |  | 0:53 | 320 | ZR320 |  |  | 0:53 | 320 | ZR320 |  |  | 0:53 | 320 | ZR320 | [12 empty] | 2011-11-11 | #REF! | #REF! | 2011-11-11 | #REF! | #REF! | 2011-11-11 | #REF! | #REF! | 2011-11-11 | #REF! | #REF!
|  | 0:54 | 321 | ZR321 |  |  | 0:54 | 321 | ZR321 |  |  | 0:54 | 321 | ZR321 |  |  | 0:54 | 321 | ZR321 | [12 empty] | 2011-11-12 | #REF! | #REF! | 2011-11-12 | #REF! | #REF! | 2011-11-12 | #REF! | #REF! | 2011-11-12 | #REF! | #REF!
|  | 0:54 | 322 | ZR322 |  |  | 0:54 | 322 | ZR322 |  |  | 0:54 | 322 | ZR322 |  |  | 0:54 | 322 | ZR322 | [12 empty] | 2011-11-13 | #REF! | #REF! | 2011-11-13 | #REF! | #REF! | 2011-11-13 | #REF! | #REF! | 2011-11-13 | #REF! | #REF!
|  | 0:54 | 323 | ZR323 |  |  | 0:54 | 323 | ZR323 |  |  | 0:54 | 323 | ZR323 |  |  | 0:54 | 323 | ZR323 | [12 empty] | 2011-11-14 | #REF! | #REF! | 2011-11-14 | #REF! | #REF! | 2011-11-14 | #REF! | #REF! | 2011-11-14 | #REF! | #REF!
|  | 0:54 | 324 | ZR324 |  |  | 0:54 | 324 | ZR324 |  |  | 0:54 | 324 | ZR324 |  |  | 0:54 | 324 | ZR324 | [12 empty] | 2011-11-15 | #REF! | #REF! | 2011-11-15 | #REF! | #REF! | 2011-11-15 | #REF! | #REF! | 2011-11-15 | #REF! | #REF!
|  | 0:54 | 325 | ZR325 |  |  | 0:54 | 325 | ZR325 |  |  | 0:54 | 325 | ZR325 |  |  | 0:54 | 325 | ZR325 | [12 empty] | 2011-11-16 | #REF! | #REF! | 2011-11-16 | #REF! | #REF! | 2011-11-16 | #REF! | #REF! | 2011-11-16 | #REF! | #REF!
|  | 0:54 | 326 | ZR326 |  |  | 0:54 | 326 | ZR326 |  |  | 0:54 | 326 | ZR326 |  |  | 0:54 | 326 | ZR326 | [12 empty] | 2011-11-17 | #REF! | #REF! | 2011-11-17 | #REF! | #REF! | 2011-11-17 | #REF! | #REF! | 2011-11-17 | #REF! | #REF!
|  | 0:54 | 327 | ZR327 |  |  | 0:54 | 327 | ZR327 |  |  | 0:54 | 327 | ZR327 |  |  | 0:54 | 327 | ZR327 | [12 empty] | 2011-11-18 | #REF! | #REF! | 2011-11-18 | #REF! | #REF! | 2011-11-18 | #REF! | #REF! | 2011-11-18 | #REF! | #REF!
|  | 0:55 | 328 | ZR328 |  |  | 0:55 | 328 | ZR328 |  |  | 0:55 | 328 | ZR328 |  |  | 0:55 | 328 | ZR328 | [12 empty] | 2011-11-19 | #REF! | #REF! | 2011-11-19 | #REF! | #REF! | 2011-11-19 | #REF! | #REF! | 2011-11-19 | #REF! | #REF!
|  | 0:55 | 329 | ZR329 |  |  | 0:55 | 329 | ZR329 |  |  | 0:55 | 329 | ZR329 |  |  | 0:55 | 329 | ZR329 | [12 empty] | 2011-11-20 | #REF! | #REF! | 2011-11-20 | #REF! | #REF! | 2011-11-20 | #REF! | #REF! | 2011-11-20 | #REF! | #REF!
|  | 0:55 | 330 | ZR330 |  |  | 0:55 | 330 | ZR330 |  |  | 0:55 | 330 | ZR330 |  |  | 0:55 | 330 | ZR330 | [12 empty] | 2011-11-21 | #REF! | #REF! | 2011-11-21 | #REF! | #REF! | 2011-11-21 | #REF! | #REF! | 2011-11-21 | #REF! | #REF!
|  | 0:55 | 331 | ZR331 |  |  | 0:55 | 331 | ZR331 |  |  | 0:55 | 331 | ZR331 |  |  | 0:55 | 331 | ZR331 | [12 empty] | 2011-11-22 | #REF! | #REF! | 2011-11-22 | #REF! | #REF! | 2011-11-22 | #REF! | #REF! | 2011-11-22 | #REF! | #REF!
|  | 0:55 | 332 | ZR332 |  |  | 0:55 | 332 | ZR332 |  |  | 0:55 | 332 | ZR332 |  |  | 0:55 | 332 | ZR332 | [12 empty] | 2011-11-23 | #REF! | #REF! | 2011-11-23 | #REF! | #REF! | 2011-11-23 | #REF! | #REF! | 2011-11-23 | #REF! | #REF!
|  | 0:56 | 333 | ZR333 |  |  | 0:56 | 333 | ZR333 |  |  | 0:56 | 333 | ZR333 |  |  | 0:56 | 333 | ZR333 | [12 empty] | 2011-11-24 | #REF! | #REF! | 2011-11-24 | #REF! | #REF! | 2011-11-24 | #REF! | #REF! | 2011-11-24 | #REF! | #REF!
|  | 0:56 | 334 | ZR334 |  |  | 0:56 | 334 | ZR334 |  |  | 0:56 | 334 | ZR334 |  |  | 0:56 | 334 | ZR334 | [12 empty] | 2011-11-25 | #REF! | #REF! | 2011-11-25 | #REF! | #REF! | 2011-11-25 | #REF! | #REF! | 2011-11-25 | #REF! | #REF!
|  | 0:56 | 335 | ZR335 |  |  | 0:56 | 335 | ZR335 |  |  | 0:56 | 335 | ZR335 |  |  | 0:56 | 335 | ZR335 | [12 empty] | 2011-11-26 | #REF! | #REF! | 2011-11-26 | #REF! | #REF! | 2011-11-26 | #REF! | #REF! | 2011-11-26 | #REF! | #REF!
|  | 0:56 | 336 | ZR336 |  |  | 0:56 | 336 | ZR336 |  |  | 0:56 | 336 | ZR336 |  |  | 0:56 | 336 | ZR336 | [12 empty] | 2011-11-27 | #REF! | #REF! | 2011-11-27 | #REF! | #REF! | 2011-11-27 | #REF! | #REF! | 2011-11-27 | #REF! | #REF!
|  | 0:56 | 337 | ZR337 |  |  | 0:56 | 337 | ZR337 |  |  | 0:56 | 337 | ZR337 |  |  | 0:56 | 337 | ZR337 | [12 empty] | 2011-11-28 | #REF! | #REF! | 2011-11-28 | #REF! | #REF! | 2011-11-28 | #REF! | #REF! | 2011-11-28 | #REF! | #REF!
|  | 0:56 | 338 | ZR338 |  |  | 0:56 | 338 | ZR338 |  |  | 0:56 | 338 | ZR338 |  |  | 0:56 | 338 | ZR338 | [12 empty] | 2011-11-29 | #REF! | #REF! | 2011-11-29 | #REF! | #REF! | 2011-11-29 | #REF! | #REF! | 2011-11-29 | #REF! | #REF!
|  | 0:56 | 339 | ZR339 |  |  | 0:56 | 339 | ZR339 |  |  | 0:56 | 339 | ZR339 |  |  | 0:56 | 339 | ZR339 | [12 empty] | 2011-11-30 | #REF! | #REF! | 2011-11-30 | #REF! | #REF! | 2011-11-30 | #REF! | #REF! | 2011-11-30 | #REF! | #REF!
|  | 0:57 | 340 | ZR340 |  |  | 0:57 | 340 | ZR340 |  |  | 0:57 | 340 | ZR340 |  |  | 0:57 | 340 | ZR340 | [13 empty] | #REF! | #REF! |  | #REF! | #REF! |  | #REF! | #REF! |  | #REF! | #REF!
|  | 0:57 | 341 | ZR341 |  |  | 0:57 | 341 | ZR341 |  |  | 0:57 | 341 | ZR341 |  |  | 0:57 | 341 | ZR341 | [12 empty] | 2011-12-01 | #REF! | #REF! | 2011-12-01 | #REF! | #REF! | 2011-12-01 | #REF! | #REF! | 2011-12-01 | #REF! | #REF!
|  | 0:57 | 342 | ZR342 |  |  | 0:57 | 342 | ZR342 |  |  | 0:57 | 342 | ZR342 |  |  | 0:57 | 342 | ZR342 | [12 empty] | 2011-12-02 | #REF! | #REF! | 2011-12-02 | #REF! | #REF! | 2011-12-02 | #REF! | #REF! | 2011-12-02 | #REF! | #REF!
|  | 0:57 | 343 | ZR343 |  |  | 0:57 | 343 | ZR343 |  |  | 0:57 | 343 | ZR343 |  |  | 0:57 | 343 | ZR343 | [12 empty] | 2011-12-03 | #REF! | #REF! | 2011-12-03 | #REF! | #REF! | 2011-12-03 | #REF! | #REF! | 2011-12-03 | #REF! | #REF!
|  | 0:57 | 344 | ZR344 |  |  | 0:57 | 344 | ZR344 |  |  | 0:57 | 344 | ZR344 |  |  | 0:57 | 344 | ZR344 | [12 empty] | 2011-12-04 | #REF! | #REF! | 2011-12-04 | #REF! | #REF! | 2011-12-04 | #REF! | #REF! | 2011-12-04 | #REF! | #REF!
|  | 0:58 | 345 | ZR345 |  |  | 0:58 | 345 | ZR345 |  |  | 0:58 | 345 | ZR345 |  |  | 0:58 | 345 | ZR345 | [12 empty] | 2011-12-05 | #REF! | #REF! | 2011-12-05 | #REF! | #REF! | 2011-12-05 | #REF! | #REF! | 2011-12-05 | #REF! | #REF!
|  | 0:58 | 346 | ZR346 |  |  | 0:58 | 346 | ZR346 |  |  | 0:58 | 346 | ZR346 |  |  | 0:58 | 346 | ZR346 | [12 empty] | 2011-12-06 | #REF! | #REF! | 2011-12-06 | #REF! | #REF! | 2011-12-06 | #REF! | #REF! | 2011-12-06 | #REF! | #REF!
|  | 0:58 | 347 | ZR347 |  |  | 0:58 | 347 | ZR347 |  |  | 0:58 | 347 | ZR347 |  |  | 0:58 | 347 | ZR347 | [12 empty] | 2011-12-07 | #REF! | #REF! | 2011-12-07 | #REF! | #REF! | 2011-12-07 | #REF! | #REF! | 2011-12-07 | #REF! | #REF!
|  | 0:58 | 348 | ZR348 |  |  | 0:58 | 348 | ZR348 |  |  | 0:58 | 348 | ZR348 |  |  | 0:58 | 348 | ZR348 | [12 empty] | 2011-12-08 | #REF! | #REF! | 2011-12-08 | #REF! | #REF! | 2011-12-08 | #REF! | #REF! | 2011-12-08 | #REF! | #REF!
|  | 0:58 | 349 | ZR349 |  |  | 0:58 | 349 | ZR349 |  |  | 0:58 | 349 | ZR349 |  |  | 0:58 | 349 | ZR349 | [12 empty] | 2011-12-09 | #REF! | #REF! | 2011-12-09 | #REF! | #REF! | 2011-12-09 | #REF! | #REF! | 2011-12-09 | #REF! | #REF!
|  | 0:58 | 350 | ZR350 |  |  | 0:58 | 350 | ZR350 |  |  | 0:58 | 350 | ZR350 |  |  | 0:58 | 350 | ZR350 | [12 empty] | 2011-12-10 | #REF! | #REF! | 2011-12-10 | #REF! | #REF! | 2011-12-10 | #REF! | #REF! | 2011-12-10 | #REF! | #REF!
|  | 0:58 | 351 | ZR351 |  |  | 0:58 | 351 | ZR351 |  |  | 0:58 | 351 | ZR351 |  |  | 0:58 | 351 | ZR351 | [12 empty] | 2011-12-11 | #REF! | #REF! | 2011-12-11 | #REF! | #REF! | 2011-12-11 | #REF! | #REF! | 2011-12-11 | #REF! | #REF!
|  | 0:59 | 352 | ZR352 |  |  | 0:59 | 352 | ZR352 |  |  | 0:59 | 352 | ZR352 |  |  | 0:59 | 352 | ZR352 | [12 empty] | 2011-12-12 | #REF! | #REF! | 2011-12-12 | #REF! | #REF! | 2011-12-12 | #REF! | #REF! | 2011-12-12 | #REF! | #REF!
|  | 0:59 | 353 | ZR353 |  |  | 0:59 | 353 | ZR353 |  |  | 0:59 | 353 | ZR353 |  |  | 0:59 | 353 | ZR353 | [12 empty] | 2011-12-13 | #REF! | #REF! | 2011-12-13 | #REF! | #REF! | 2011-12-13 | #REF! | #REF! | 2011-12-13 | #REF! | #REF!
|  | 0:59 | 354 | ZR354 |  |  | 0:59 | 354 | ZR354 |  |  | 0:59 | 354 | ZR354 |  |  | 0:59 | 354 | ZR354 | [12 empty] | 2011-12-14 | #REF! | #REF! | 2011-12-14 | #REF! | #REF! | 2011-12-14 | #REF! | #REF! | 2011-12-14 | #REF! | #REF!
|  | 0:59 | 355 | ZR355 |  |  | 0:59 | 355 | ZR355 |  |  | 0:59 | 355 | ZR355 |  |  | 0:59 | 355 | ZR355 | [12 empty] | 2011-12-15 | #REF! | #REF! | 2011-12-15 | #REF! | #REF! | 2011-12-15 | #REF! | #REF! | 2011-12-15 | #REF! | #REF!
|  | 0:59 | 356 | ZR356 |  |  | 0:59 | 356 | ZR356 |  |  | 0:59 | 356 | ZR356 |  |  | 0:59 | 356 | ZR356 | [12 empty] | 2011-12-16 | #REF! | #REF! | 2011-12-16 | #REF! | #REF! | 2011-12-16 | #REF! | #REF! | 2011-12-16 | #REF! | #REF!
|  | 0:59 | 357 | ZR357 |  |  | 0:59 | 357 | ZR357 |  |  | 0:59 | 357 | ZR357 |  |  | 0:59 | 357 | ZR357 | [12 empty] | 2011-12-17 | #REF! | #REF! | 2011-12-17 | #REF! | #REF! | 2011-12-17 | #REF! | #REF! | 2011-12-17 | #REF! | #REF!
|  | 1:00 | 358 | ZR358 |  |  | 1:00 | 358 | ZR358 |  |  | 1:00 | 358 | ZR358 |  |  | 1:00 | 358 | ZR358 | [12 empty] | 2011-12-18 | #REF! | #REF! | 2011-12-18 | #REF! | #REF! | 2011-12-18 | #REF! | #REF! | 2011-12-18 | #REF! | #REF!
|  | 1:00 | 359 | ZR359 |  |  | 1:00 | 359 | ZR359 |  |  | 1:00 | 359 | ZR359 |  |  | 1:00 | 359 | ZR359 | [12 empty] | 2011-12-19 | #REF! | #REF! | 2011-12-19 | #REF! | #REF! | 2011-12-19 | #REF! | #REF! | 2011-12-19 | #REF! | #REF!
[32 empty] | 2011-12-20 | #REF! | #REF! | 2011-12-20 | #REF! | #REF! | 2011-12-20 | #REF! | #REF! | 2011-12-20 | #REF! | #REF!
|  | 西暦 | 370 | ZR370 |  |  | 西暦 | 370 | ZR370 |  |  | 西暦 | 370 | ZR370 |  |  | 西暦 | 370 | ZR370 | [12 empty] | 2011-12-21 | #REF! | #REF! | 2011-12-21 | #REF! | #REF! | 2011-12-21 | #REF! | #REF! | 2011-12-21 | #REF! | #REF!
|  | 月 | 371 | ZR371 |  |  | 月 | 371 | ZR371 |  |  | 月 | 371 | ZR371 |  |  | 月 | 371 | ZR371 | [12 empty] | 2011-12-22 | #REF! | #REF! | 2011-12-22 | #REF! | #REF! | 2011-12-22 | #REF! | #REF! | 2011-12-22 | #REF! | #REF!
|  | 日 | 372 | ZR372 |  |  | 日 | 372 | ZR372 |  |  | 日 | 372 | ZR372 |  |  | 日 | 372 | ZR372 | [12 empty] | 2011-12-23 | #REF! | #REF! | 2011-12-23 | #REF! | #REF! | 2011-12-23 | #REF! | #REF! | 2011-12-23 | #REF! | #REF!
|  | 時 | 373 | ZR373 |  |  | 時 | 373 | ZR373 |  |  | 時 | 373 | ZR373 |  |  | 時 | 373 | ZR373 | [12 empty] | 2011-12-24 | #REF! | #REF! | 2011-12-24 | #REF! | #REF! | 2011-12-24 | #REF! | #REF! | 2011-12-24 | #REF! | #REF!
|  | 分 | 374 | ZR374 |  |  | 分 | 374 | ZR374 |  |  | 分 | 374 | ZR374 |  |  | 分 | 374 | ZR374 | [12 empty] | 2011-12-25 | #REF! | #REF! | 2011-12-25 | #REF! | #REF! | 2011-12-25 | #REF! | #REF! | 2011-12-25 | #REF! | #REF!
|  | 秒 | 375 | ZR375 |  |  | 秒 | 375 | ZR375 |  |  | 秒 | 375 | ZR375 |  |  | 秒 | 375 | ZR375 | [12 empty] | 2011-12-26 | #REF! | #REF! | 2011-12-26 | #REF! | #REF! | 2011-12-26 | #REF! | #REF! | 2011-12-26 | #REF! | #REF!
|  | 曜日 | 376 | ZR376 |  |  | 曜日 | 376 | ZR376 |  |  | 曜日 | 376 | ZR376 |  |  | 曜日 | 376 | ZR376 | [12 empty] | 2011-12-27 | #REF! | #REF! | 2011-12-27 | #REF! | #REF! | 2011-12-27 | #REF! | #REF! | 2011-12-27 | #REF! | #REF!
[32 empty] | 2011-12-28 | #REF! | #REF! | 2011-12-28 | #REF! | #REF! | 2011-12-28 | #REF! | #REF! | 2011-12-28 | #REF! | #REF!
[32 empty] | 2011-12-29 | #REF! | #REF! | 2011-12-29 | #REF! | #REF! | 2011-12-29 | #REF! | #REF! | 2011-12-29 | #REF! | #REF!
[32 empty] | 2011-12-30 | #REF! | #REF! | 2011-12-30 | #REF! | #REF! | 2011-12-30 | #REF! | #REF! | 2011-12-30 | #REF! | #REF!
[32 empty] | 2011-12-31 | #REF! | #REF! | 2011-12-31 | #REF! | #REF! | 2011-12-31 | #REF! | #REF! | 2011-12-31 | #REF! | #REF!
[32 empty] | 西暦 | #REF! | #REF! | 西暦 | #REF! | #REF! | 西暦 | #REF! | #REF! | 西暦 | #REF! | #REF!
[32 empty] | 月 | #REF! | #REF! | 月 | #REF! | #REF! | 月 | #REF! | #REF! | 月 | #REF! | #REF!
[32 empty] | 日 | #REF! | #REF! | 日 | #REF! | #REF! | 日 | #REF! | #REF! | 日 | #REF! | #REF!
[32 empty] | 時 | #REF! | #REF! | 時 | #REF! | #REF! | 時 | #REF! | #REF! | 時 | #REF! | #REF!
[32 empty] | 分 | #REF! | #REF! | 分 | #REF! | #REF! | 分 | #REF! | #REF! | 分 | #REF! | #REF!
[32 empty] | 秒 | #REF! | #REF! | 秒 | #REF! | #REF! | 秒 | #REF! | #REF! | 秒 | #REF! | #REF!
[32 empty] | 曜日 | #REF! | #REF! | 曜日 | #REF! | #REF! | 曜日 | #REF! | #REF! | 曜日 | #REF! | #REF!
|  | OLD |  | 1Hour_GraphDataTable |  |  | OLD |  | 1Hour_GraphDataTable |  |  | OLD |  | 1Hour_GraphDataTable |  |  | OLD |  | 1Hour_GraphDataTable
|  | 0:00 | 400 | ZR400 |  |  | 0:16 | 496 | ZR496 |  |  | 0:32 | 592 | ZR592 |  |  | 0:48 | 688 | ZR688
|  | 0:00 | 401 | ZR401 |  |  | 0:16 | 497 | ZR497 |  |  | 0:32 | 593 | ZR593 |  |  | 0:48 | 689 | ZR689
|  | 0:00 | 402 | ZR402 |  |  | 0:16 | 498 | ZR498 |  |  | 0:32 | 594 | ZR594 |  |  | 0:48 | 690 | ZR690
|  | 0:00 | 403 | ZR403 |  |  | 0:16 | 499 | ZR499 |  |  | 0:32 | 595 | ZR595 |  |  | 0:49 | 691 | ZR691
|  | 0:01 | 404 | ZR404 |  |  | 0:17 | 500 | ZR500 |  |  | 0:33 | 596 | ZR596 |  |  | 0:49 | 692 | ZR692
|  | 0:01 | 405 | ZR405 |  |  | 0:17 | 501 | ZR501 |  |  | 0:33 | 597 | ZR597 |  |  | 0:49 | 693 | ZR693
|  | 0:01 | 406 | ZR406 |  |  | 0:17 | 502 | ZR502 |  |  | 0:33 | 598 | ZR598 |  |  | 0:49 | 694 | ZR694
|  | 0:01 | 407 | ZR407 |  |  | 0:17 | 503 | ZR503 |  |  | 0:33 | 599 | ZR599 |  |  | 0:49 | 695 | ZR695
|  | 0:01 | 408 | ZR408 |  |  | 0:17 | 504 | ZR504 |  |  | 0:33 | 600 | ZR600 |  |  | 0:49 | 696 | ZR696
|  | 0:02 | 409 | ZR409 |  |  | 0:18 | 505 | ZR505 |  |  | 0:34 | 601 | ZR601 |  |  | 0:50 | 697 | ZR697
|  | 0:02 | 410 | ZR410 |  |  | 0:18 | 506 | ZR506 |  |  | 0:34 | 602 | ZR602 |  |  | 0:50 | 698 | ZR698
|  | 0:02 | 411 | ZR411 |  |  | 0:18 | 507 | ZR507 |  |  | 0:34 | 603 | ZR603 |  |  | 0:50 | 699 | ZR699
|  | 0:02 | 412 | ZR412 |  |  | 0:18 | 508 | ZR508 |  |  | 0:34 | 604 | ZR604 |  |  | 0:50 | 700 | ZR700
|  | 0:02 | 413 | ZR413 |  |  | 0:18 | 509 | ZR509 |  |  | 0:34 | 605 | ZR605 |  |  | 0:50 | 701 | ZR701
|  | 0:02 | 414 | ZR414 |  |  | 0:18 | 510 | ZR510 |  |  | 0:34 | 606 | ZR606 |  |  | 0:50 | 702 | ZR702
|  | 0:02 | 415 | ZR415 |  |  | 0:18 | 511 | ZR511 |  |  | 0:34 | 607 | ZR607 |  |  | 0:50 | 703 | ZR703
|  | 0:03 | 416 | ZR416 |  |  | 0:19 | 512 | ZR512 |  |  | 0:35 | 608 | ZR608 |  |  | 0:51 | 704 | ZR704
|  | 0:03 | 417 | ZR417 |  |  | 0:19 | 513 | ZR513 |  |  | 0:35 | 609 | ZR609 |  |  | 0:51 | 705 | ZR705
|  | 0:03 | 418 | ZR418 |  |  | 0:19 | 514 | ZR514 |  |  | 0:35 | 610 | ZR610 |  |  | 0:51 | 706 | ZR706
|  | 0:03 | 419 | ZR419 |  |  | 0:19 | 515 | ZR515 |  |  | 0:35 | 611 | ZR611 |  |  | 0:51 | 707 | ZR707
|  | 0:03 | 420 | ZR420 |  |  | 0:19 | 516 | ZR516 |  |  | 0:35 | 612 | ZR612 |  |  | 0:51 | 708 | ZR708
|  | 0:04 | 421 | ZR421 |  |  | 0:20 | 517 | ZR517 |  |  | 0:36 | 613 | ZR613 |  |  | 0:52 | 709 | ZR709
|  | 0:04 | 422 | ZR422 |  |  | 0:20 | 518 | ZR518 |  |  | 0:36 | 614 | ZR614 |  |  | 0:52 | 710 | ZR710
|  | 0:04 | 423 | ZR423 |  |  | 0:20 | 519 | ZR519 |  |  | 0:36 | 615 | ZR615 |  |  | 0:52 | 711 | ZR711
|  | 0:04 | 424 | ZR424 |  |  | 0:20 | 520 | ZR520 |  |  | 0:36 | 616 | ZR616 |  |  | 0:52 | 712 | ZR712
|  | 0:04 | 425 | ZR425 |  |  | 0:20 | 521 | ZR521 |  |  | 0:36 | 617 | ZR617 |  |  | 0:52 | 713 | ZR713
|  | 0:04 | 426 | ZR426 |  |  | 0:20 | 522 | ZR522 |  |  | 0:36 | 618 | ZR618 |  |  | 0:52 | 714 | ZR714
|  | 0:04 | 427 | ZR427 |  |  | 0:20 | 523 | ZR523 |  |  | 0:36 | 619 | ZR619 |  |  | 0:52 | 715 | ZR715
|  | 0:05 | 428 | ZR428 |  |  | 0:21 | 524 | ZR524 |  |  | 0:37 | 620 | ZR620 |  |  | 0:53 | 716 | ZR716
|  | 0:05 | 429 | ZR429 |  |  | 0:21 | 525 | ZR525 |  |  | 0:37 | 621 | ZR621 |  |  | 0:53 | 717 | ZR717
|  | 0:05 | 430 | ZR430 |  |  | 0:21 | 526 | ZR526 |  |  | 0:37 | 622 | ZR622 |  |  | 0:53 | 718 | ZR718
|  | 0:05 | 431 | ZR431 |  |  | 0:21 | 527 | ZR527 |  |  | 0:37 | 623 | ZR623 |  |  | 0:53 | 719 | ZR719
|  | 0:05 | 432 | ZR432 |  |  | 0:21 | 528 | ZR528 |  |  | 0:37 | 624 | ZR624 |  |  | 0:53 | 720 | ZR720
|  | 0:05 | 433 | ZR433 |  |  | 0:22 | 529 | ZR529 |  |  | 0:38 | 625 | ZR625 |  |  | 0:54 | 721 | ZR721
|  | 0:06 | 434 | ZR434 |  |  | 0:22 | 530 | ZR530 |  |  | 0:38 | 626 | ZR626 |  |  | 0:54 | 722 | ZR722
|  | 0:06 | 435 | ZR435 |  |  | 0:22 | 531 | ZR531 |  |  | 0:38 | 627 | ZR627 |  |  | 0:54 | 723 | ZR723
|  | 0:06 | 436 | ZR436 |  |  | 0:22 | 532 | ZR532 |  |  | 0:38 | 628 | ZR628 |  |  | 0:54 | 724 | ZR724
|  | 0:06 | 437 | ZR437 |  |  | 0:22 | 533 | ZR533 |  |  | 0:38 | 629 | ZR629 |  |  | 0:54 | 725 | ZR725
|  | 0:06 | 438 | ZR438 |  |  | 0:22 | 534 | ZR534 |  |  | 0:38 | 630 | ZR630 |  |  | 0:54 | 726 | ZR726
|  | 0:07 | 439 | ZR439 |  |  | 0:22 | 535 | ZR535 |  |  | 0:38 | 631 | ZR631 |  |  | 0:54 | 727 | ZR727
|  | 0:07 | 440 | ZR440 |  |  | 0:23 | 536 | ZR536 |  |  | 0:39 | 632 | ZR632 |  |  | 0:55 | 728 | ZR728
|  | 0:07 | 441 | ZR441 |  |  | 0:23 | 537 | ZR537 |  |  | 0:39 | 633 | ZR633 |  |  | 0:55 | 729 | ZR729
|  | 0:07 | 442 | ZR442 |  |  | 0:23 | 538 | ZR538 |  |  | 0:39 | 634 | ZR634 |  |  | 0:55 | 730 | ZR730
|  | 0:07 | 443 | ZR443 |  |  | 0:23 | 539 | ZR539 |  |  | 0:39 | 635 | ZR635 |  |  | 0:55 | 731 | ZR731
|  | 0:07 | 444 | ZR444 |  |  | 0:23 | 540 | ZR540 |  |  | 0:39 | 636 | ZR636 |  |  | 0:55 | 732 | ZR732
|  | 0:07 | 445 | ZR445 |  |  | 0:23 | 541 | ZR541 |  |  | 0:40 | 637 | ZR637 |  |  | 0:56 | 733 | ZR733
|  | 0:08 | 446 | ZR446 |  |  | 0:24 | 542 | ZR542 |  |  | 0:40 | 638 | ZR638 |  |  | 0:56 | 734 | ZR734
|  | 0:08 | 447 | ZR447 |  |  | 0:24 | 543 | ZR543 |  |  | 0:40 | 639 | ZR639 |  |  | 0:56 | 735 | ZR735
|  | 0:08 | 448 | ZR448 |  |  | 0:24 | 544 | ZR544 |  |  | 0:40 | 640 | ZR640 |  |  | 0:56 | 736 | ZR736
|  | 0:08 | 449 | ZR449 |  |  | 0:24 | 545 | ZR545 |  |  | 0:40 | 641 | ZR641 |  |  | 0:56 | 737 | ZR737
|  | 0:08 | 450 | ZR450 |  |  | 0:24 | 546 | ZR546 |  |  | 0:40 | 642 | ZR642 |  |  | 0:56 | 738 | ZR738
|  | 0:09 | 451 | ZR451 |  |  | 0:25 | 547 | ZR547 |  |  | 0:40 | 643 | ZR643 |  |  | 0:56 | 739 | ZR739
|  | 0:09 | 452 | ZR452 |  |  | 0:25 | 548 | ZR548 |  |  | 0:41 | 644 | ZR644 |  |  | 0:57 | 740 | ZR740
|  | 0:09 | 453 | ZR453 |  |  | 0:25 | 549 | ZR549 |  |  | 0:41 | 645 | ZR645 |  |  | 0:57 | 741 | ZR741
|  | 0:09 | 454 | ZR454 |  |  | 0:25 | 550 | ZR550 |  |  | 0:41 | 646 | ZR646 |  |  | 0:57 | 742 | ZR742
|  | 0:09 | 455 | ZR455 |  |  | 0:25 | 551 | ZR551 |  |  | 0:41 | 647 | ZR647 |  |  | 0:57 | 743 | ZR743
|  | 0:09 | 456 | ZR456 |  |  | 0:25 | 552 | ZR552 |  |  | 0:41 | 648 | ZR648 |  |  | 0:57 | 744 | ZR744
|  | 0:09 | 457 | ZR457 |  |  | 0:25 | 553 | ZR553 |  |  | 0:41 | 649 | ZR649 |  |  | 0:58 | 745 | ZR745
|  | 0:10 | 458 | ZR458 |  |  | 0:26 | 554 | ZR554 |  |  | 0:42 | 650 | ZR650 |  |  | 0:58 | 746 | ZR746
|  | 0:10 | 459 | ZR459 |  |  | 0:26 | 555 | ZR555 |  |  | 0:42 | 651 | ZR651 |  |  | 0:58 | 747 | ZR747
|  | 0:10 | 460 | ZR460 |  |  | 0:26 | 556 | ZR556 |  |  | 0:42 | 652 | ZR652 |  |  | 0:58 | 748 | ZR748
|  | 0:10 | 461 | ZR461 |  |  | 0:26 | 557 | ZR557 |  |  | 0:42 | 653 | ZR653 |  |  | 0:58 | 749 | ZR749
|  | 0:10 | 462 | ZR462 |  |  | 0:26 | 558 | ZR558 |  |  | 0:42 | 654 | ZR654 |  |  | 0:58 | 750 | ZR750
|  | 0:11 | 463 | ZR463 |  |  | 0:27 | 559 | ZR559 |  |  | 0:43 | 655 | ZR655 |  |  | 0:58 | 751 | ZR751
|  | 0:11 | 464 | ZR464 |  |  | 0:27 | 560 | ZR560 |  |  | 0:43 | 656 | ZR656 |  |  | 0:59 | 752 | ZR752
|  | 0:11 | 465 | ZR465 |  |  | 0:27 | 561 | ZR561 |  |  | 0:43 | 657 | ZR657 |  |  | 0:59 | 753 | ZR753
|  | 0:11 | 466 | ZR466 |  |  | 0:27 | 562 | ZR562 |  |  | 0:43 | 658 | ZR658 |  |  | 0:59 | 754 | ZR754
|  | 0:11 | 467 | ZR467 |  |  | 0:27 | 563 | ZR563 |  |  | 0:43 | 659 | ZR659 |  |  | 0:59 | 755 | ZR755
|  | 0:11 | 468 | ZR468 |  |  | 0:27 | 564 | ZR564 |  |  | 0:43 | 660 | ZR660 |  |  | 0:59 | 756 | ZR756
|  | 0:12 | 469 | ZR469 |  |  | 0:27 | 565 | ZR565 |  |  | 0:43 | 661 | ZR661 |  |  | 0:59 | 757 | ZR757
|  | 0:12 | 470 | ZR470 |  |  | 0:28 | 566 | ZR566 |  |  | 0:44 | 662 | ZR662 |  |  | 1:00 | 758 | ZR758
|  | 0:12 | 471 | ZR471 |  |  | 0:28 | 567 | ZR567 |  |  | 0:44 | 663 | ZR663 |  |  | 1:00 | 759 | ZR759
|  | 0:12 | 472 | ZR472 |  |  | 0:28 | 568 | ZR568 |  |  | 0:44 | 664 | ZR664
|  | 0:12 | 473 | ZR473 |  |  | 0:28 | 569 | ZR569 |  |  | 0:44 | 665 | ZR665 |  |  | Year | 770 | ZR770
|  | 0:12 | 474 | ZR474 |  |  | 0:28 | 570 | ZR570 |  |  | 0:44 | 666 | ZR666 |  |  | Month | 771 | ZR771
|  | 0:12 | 475 | ZR475 |  |  | 0:29 | 571 | ZR571 |  |  | 0:45 | 667 | ZR667 |  |  | Date | 772 | ZR772
|  | 0:13 | 476 | ZR476 |  |  | 0:29 | 572 | ZR572 |  |  | 0:45 | 668 | ZR668 |  |  | Hour | 773 | ZR773
|  | 0:13 | 477 | ZR477 |  |  | 0:29 | 573 | ZR573 |  |  | 0:45 | 669 | ZR669 |  |  | Minute | 774 | ZR774
|  | 0:13 | 478 | ZR478 |  |  | 0:29 | 574 | ZR574 |  |  | 0:45 | 670 | ZR670 |  |  | Second | 775 | ZR775
|  | 0:13 | 479 | ZR479 |  |  | 0:29 | 575 | ZR575 |  |  | 0:45 | 671 | ZR671 |  |  | Day of Week | 776 | ZR776
|  | 0:13 | 480 | ZR480 |  |  | 0:29 | 576 | ZR576 |  |  | 0:45 | 672 | ZR672
|  | 0:14 | 481 | ZR481 |  |  | 0:29 | 577 | ZR577 |  |  | 0:45 | 673 | ZR673 |  |  | Graph Up |  | ZR17611
|  | 0:14 | 482 | ZR482 |  |  | 0:30 | 578 | ZR578 |  |  | 0:46 | 674 | ZR674 |  |  | Graph Down |  | ZR17610
|  | 0:14 | 483 | ZR483 |  |  | 0:30 | 579 | ZR579 |  |  | 0:46 | 675 | ZR675
|  | 0:14 | 484 | ZR484 |  |  | 0:30 | 580 | ZR580 |  |  | 0:46 | 676 | ZR676 |  |  | MaxData1 |  | ZR17612
|  | 0:14 | 485 | ZR485 |  |  | 0:30 | 581 | ZR581 |  |  | 0:46 | 677 | ZR677 |  |  | DataLocation1 |  | ZR17613
|  | 0:14 | 486 | ZR486 |  |  | 0:30 | 582 | ZR582 |  |  | 0:46 | 678 | ZR678 |  |  | DataNumber1 |  | ZR17614
|  | 0:14 | 487 | ZR487 |  |  | 0:31 | 583 | ZR583 |  |  | 0:47 | 679 | ZR679 |  |  | MaxData2 |  | ZR17615
|  | 0:15 | 488 | ZR488 |  |  | 0:31 | 584 | ZR584 |  |  | 0:47 | 680 | ZR680 |  |  | DataLocation2 |  | ZR17616
|  | 0:15 | 489 | ZR489 |  |  | 0:31 | 585 | ZR585 |  |  | 0:47 | 681 | ZR681 |  |  | DataNumber2 |  | ZR17617
|  | 0:15 | 490 | ZR490 |  |  | 0:31 | 586 | ZR586 |  |  | 0:47 | 682 | ZR682
|  | 0:15 | 491 | ZR491 |  |  | 0:31 | 587 | ZR587 |  |  | 0:47 | 683 | ZR683
|  | 0:15 | 492 | ZR492 |  |  | 0:31 | 588 | ZR588 |  |  | 0:47 | 684 | ZR684
|  | 0:16 | 493 | ZR493 |  |  | 0:31 | 589 | ZR589 |  |  | 0:47 | 685 | ZR685
|  | 0:16 | 494 | ZR494 |  |  | 0:32 | 590 | ZR590 |  |  | 0:48 | 686 | ZR686
|  | 0:16 | 495 | ZR495 |  |  | 0:32 | 591 | ZR591 |  |  | 0:48 | 687 | ZR687
|  | OLD |  | 1Day_GraphDataTable |  |  | OLD |  | 1Day_GraphDataTable |  |  | OLD |  | 1Day_GraphDataTable
|  | 0:00 | 1200 | ZR1200 |  |  | 8:00 | 1296 | ZR1296 |  |  | 16:00 | 1392 | ZR1392 |  |  | Year | 1490 | ZR1490
|  | 0:05 | 1201 | ZR1201 |  |  | 8:05 | 1297 | ZR1297 |  |  | 16:05 | 1393 | ZR1393 |  |  | Month | 1491 | ZR1491
|  | 0:10 | 1202 | ZR1202 |  |  | 8:10 | 1298 | ZR1298 |  |  | 16:10 | 1394 | ZR1394 |  |  | Date | 1492 | ZR1492
|  | 0:15 | 1203 | ZR1203 |  |  | 8:15 | 1299 | ZR1299 |  |  | 16:15 | 1395 | ZR1395 |  |  | Hour | 1493 | ZR1493
|  | 0:20 | 1204 | ZR1204 |  |  | 8:20 | 1300 | ZR1300 |  |  | 16:20 | 1396 | ZR1396 |  |  | Minute | 1494 | ZR1494
|  | 0:25 | 1205 | ZR1205 |  |  | 8:25 | 1301 | ZR1301 |  |  | 16:25 | 1397 | ZR1397 |  |  | Second | 1495 | ZR1495
|  | 0:30 | 1206 | ZR1206 |  |  | 8:30 | 1302 | ZR1302 |  |  | 16:30 | 1398 | ZR1398 |  |  | Day of Week | 1496 | ZR1496
|  | 0:35 | 1207 | ZR1207 |  |  | 8:35 | 1303 | ZR1303 |  |  | 16:35 | 1399 | ZR1399
|  | 0:40 | 1208 | ZR1208 |  |  | 8:40 | 1304 | ZR1304 |  |  | 16:40 | 1400 | ZR1400 |  |  | Graph Up |  | ZR17621
|  | 0:45 | 1209 | ZR1209 |  |  | 8:45 | 1305 | ZR1305 |  |  | 16:45 | 1401 | ZR1401 |  |  | Graph Down |  | ZR17620
|  | 0:50 | 1210 | ZR1210 |  |  | 8:50 | 1306 | ZR1306 |  |  | 16:50 | 1402 | ZR1402
|  | 0:55 | 1211 | ZR1211 |  |  | 8:55 | 1307 | ZR1307 |  |  | 16:55 | 1403 | ZR1403 |  |  | MaxData1 |  | ZR17622
|  | 1:00 | 1212 | ZR1212 |  |  | 9:00 | 1308 | ZR1308 |  |  | 17:00 | 1404 | ZR1404 |  |  | DataLocation1 |  | ZR17623
|  | 1:05 | 1213 | ZR1213 |  |  | 9:05 | 1309 | ZR1309 |  |  | 17:05 | 1405 | ZR1405 |  |  | DataNumber1 |  | ZR17624
|  | 1:10 | 1214 | ZR1214 |  |  | 9:10 | 1310 | ZR1310 |  |  | 17:10 | 1406 | ZR1406 |  |  | MaxData2 |  | ZR17625
|  | 1:15 | 1215 | ZR1215 |  |  | 9:15 | 1311 | ZR1311 |  |  | 17:15 | 1407 | ZR1407 |  |  | DataLocation2 |  | ZR17626
|  | 1:20 | 1216 | ZR1216 |  |  | 9:20 | 1312 | ZR1312 |  |  | 17:20 | 1408 | ZR1408 |  |  | DataNumber2 |  | ZR17627
|  | 1:25 | 1217 | ZR1217 |  |  | 9:25 | 1313 | ZR1313 |  |  | 17:25 | 1409 | ZR1409
|  | 1:30 | 1218 | ZR1218 |  |  | 9:30 | 1314 | ZR1314 |  |  | 17:30 | 1410 | ZR1410
|  | 1:35 | 1219 | ZR1219 |  |  | 9:35 | 1315 | ZR1315 |  |  | 17:35 | 1411 | ZR1411
|  | 1:40 | 1220 | ZR1220 |  |  | 9:40 | 1316 | ZR1316 |  |  | 17:40 | 1412 | ZR1412
|  | 1:45 | 1221 | ZR1221 |  |  | 9:45 | 1317 | ZR1317 |  |  | 17:45 | 1413 | ZR1413
|  | 1:50 | 1222 | ZR1222 |  |  | 9:50 | 1318 | ZR1318 |  |  | 17:50 | 1414 | ZR1414
|  | 1:55 | 1223 | ZR1223 |  |  | 9:55 | 1319 | ZR1319 |  |  | 17:55 | 1415 | ZR1415
|  | 2:00 | 1224 | ZR1224 |  |  | 10:00 | 1320 | ZR1320 |  |  | 18:00 | 1416 | ZR1416
|  | 2:05 | 1225 | ZR1225 |  |  | 10:05 | 1321 | ZR1321 |  |  | 18:05 | 1417 | ZR1417
|  | 2:10 | 1226 | ZR1226 |  |  | 10:10 | 1322 | ZR1322 |  |  | 18:10 | 1418 | ZR1418
|  | 2:15 | 1227 | ZR1227 |  |  | 10:15 | 1323 | ZR1323 |  |  | 18:15 | 1419 | ZR1419
|  | 2:20 | 1228 | ZR1228 |  |  | 10:20 | 1324 | ZR1324 |  |  | 18:20 | 1420 | ZR1420
|  | 2:25 | 1229 | ZR1229 |  |  | 10:25 | 1325 | ZR1325 |  |  | 18:25 | 1421 | ZR1421
|  | 2:30 | 1230 | ZR1230 |  |  | 10:30 | 1326 | ZR1326 |  |  | 18:30 | 1422 | ZR1422
|  | 2:35 | 1231 | ZR1231 |  |  | 10:35 | 1327 | ZR1327 |  |  | 18:35 | 1423 | ZR1423
|  | 2:40 | 1232 | ZR1232 |  |  | 10:40 | 1328 | ZR1328 |  |  | 18:40 | 1424 | ZR1424
|  | 2:45 | 1233 | ZR1233 |  |  | 10:45 | 1329 | ZR1329 |  |  | 18:45 | 1425 | ZR1425
|  | 2:50 | 1234 | ZR1234 |  |  | 10:50 | 1330 | ZR1330 |  |  | 18:50 | 1426 | ZR1426
|  | 2:55 | 1235 | ZR1235 |  |  | 10:55 | 1331 | ZR1331 |  |  | 18:55 | 1427 | ZR1427
|  | 3:00 | 1236 | ZR1236 |  |  | 11:00 | 1332 | ZR1332 |  |  | 19:00 | 1428 | ZR1428
|  | 3:05 | 1237 | ZR1237 |  |  | 11:05 | 1333 | ZR1333 |  |  | 19:05 | 1429 | ZR1429
|  | 3:10 | 1238 | ZR1238 |  |  | 11:10 | 1334 | ZR1334 |  |  | 19:10 | 1430 | ZR1430
|  | 3:15 | 1239 | ZR1239 |  |  | 11:15 | 1335 | ZR1335 |  |  | 19:15 | 1431 | ZR1431
|  | 3:20 | 1240 | ZR1240 |  |  | 11:20 | 1336 | ZR1336 |  |  | 19:20 | 1432 | ZR1432
|  | 3:25 | 1241 | ZR1241 |  |  | 11:25 | 1337 | ZR1337 |  |  | 19:25 | 1433 | ZR1433
|  | 3:30 | 1242 | ZR1242 |  |  | 11:30 | 1338 | ZR1338 |  |  | 19:30 | 1434 | ZR1434
|  | 3:35 | 1243 | ZR1243 |  |  | 11:35 | 1339 | ZR1339 |  |  | 19:35 | 1435 | ZR1435
|  | 3:40 | 1244 | ZR1244 |  |  | 11:40 | 1340 | ZR1340 |  |  | 19:40 | 1436 | ZR1436
|  | 3:45 | 1245 | ZR1245 |  |  | 11:45 | 1341 | ZR1341 |  |  | 19:45 | 1437 | ZR1437
|  | 3:50 | 1246 | ZR1246 |  |  | 11:50 | 1342 | ZR1342 |  |  | 19:50 | 1438 | ZR1438
|  | 3:55 | 1247 | ZR1247 |  |  | 11:55 | 1343 | ZR1343 |  |  | 19:55 | 1439 | ZR1439
|  | 4:00 | 1248 | ZR1248 |  |  | 12:00 | 1344 | ZR1344 |  |  | 20:00 | 1440 | ZR1440
|  | 4:05 | 1249 | ZR1249 |  |  | 12:05 | 1345 | ZR1345 |  |  | 20:05 | 1441 | ZR1441
|  | 4:10 | 1250 | ZR1250 |  |  | 12:10 | 1346 | ZR1346 |  |  | 20:10 | 1442 | ZR1442
|  | 4:15 | 1251 | ZR1251 |  |  | 12:15 | 1347 | ZR1347 |  |  | 20:15 | 1443 | ZR1443
|  | 4:20 | 1252 | ZR1252 |  |  | 12:20 | 1348 | ZR1348 |  |  | 20:20 | 1444 | ZR1444
|  | 4:25 | 1253 | ZR1253 |  |  | 12:25 | 1349 | ZR1349 |  |  | 20:25 | 1445 | ZR1445
|  | 4:30 | 1254 | ZR1254 |  |  | 12:30 | 1350 | ZR1350 |  |  | 20:30 | 1446 | ZR1446
|  | 4:35 | 1255 | ZR1255 |  |  | 12:35 | 1351 | ZR1351 |  |  | 20:35 | 1447 | ZR1447
|  | 4:40 | 1256 | ZR1256 |  |  | 12:40 | 1352 | ZR1352 |  |  | 20:40 | 1448 | ZR1448
|  | 4:45 | 1257 | ZR1257 |  |  | 12:45 | 1353 | ZR1353 |  |  | 20:45 | 1449 | ZR1449
|  | 4:50 | 1258 | ZR1258 |  |  | 12:50 | 1354 | ZR1354 |  |  | 20:50 | 1450 | ZR1450
|  | 4:55 | 1259 | ZR1259 |  |  | 12:55 | 1355 | ZR1355 |  |  | 20:55 | 1451 | ZR1451
|  | 5:00 | 1260 | ZR1260 |  |  | 13:00 | 1356 | ZR1356 |  |  | 21:00 | 1452 | ZR1452
|  | 5:05 | 1261 | ZR1261 |  |  | 13:05 | 1357 | ZR1357 |  |  | 21:05 | 1453 | ZR1453
|  | 5:10 | 1262 | ZR1262 |  |  | 13:10 | 1358 | ZR1358 |  |  | 21:10 | 1454 | ZR1454
|  | 5:15 | 1263 | ZR1263 |  |  | 13:15 | 1359 | ZR1359 |  |  | 21:15 | 1455 | ZR1455
|  | 5:20 | 1264 | ZR1264 |  |  | 13:20 | 1360 | ZR1360 |  |  | 21:20 | 1456 | ZR1456
|  | 5:25 | 1265 | ZR1265 |  |  | 13:25 | 1361 | ZR1361 |  |  | 21:25 | 1457 | ZR1457
|  | 5:30 | 1266 | ZR1266 |  |  | 13:30 | 1362 | ZR1362 |  |  | 21:30 | 1458 | ZR1458
|  | 5:35 | 1267 | ZR1267 |  |  | 13:35 | 1363 | ZR1363 |  |  | 21:35 | 1459 | ZR1459
|  | 5:40 | 1268 | ZR1268 |  |  | 13:40 | 1364 | ZR1364 |  |  | 21:40 | 1460 | ZR1460
|  | 5:45 | 1269 | ZR1269 |  |  | 13:45 | 1365 | ZR1365 |  |  | 21:45 | 1461 | ZR1461
|  | 5:50 | 1270 | ZR1270 |  |  | 13:50 | 1366 | ZR1366 |  |  | 21:50 | 1462 | ZR1462
|  | 5:55 | 1271 | ZR1271 |  |  | 13:55 | 1367 | ZR1367 |  |  | 21:55 | 1463 | ZR1463
|  | 6:00 | 1272 | ZR1272 |  |  | 14:00 | 1368 | ZR1368 |  |  | 22:00 | 1464 | ZR1464
|  | 6:05 | 1273 | ZR1273 |  |  | 14:05 | 1369 | ZR1369 |  |  | 22:05 | 1465 | ZR1465
|  | 6:10 | 1274 | ZR1274 |  |  | 14:10 | 1370 | ZR1370 |  |  | 22:10 | 1466 | ZR1466
|  | 6:15 | 1275 | ZR1275 |  |  | 14:15 | 1371 | ZR1371 |  |  | 22:15 | 1467 | ZR1467
|  | 6:20 | 1276 | ZR1276 |  |  | 14:20 | 1372 | ZR1372 |  |  | 22:20 | 1468 | ZR1468
|  | 6:25 | 1277 | ZR1277 |  |  | 14:25 | 1373 | ZR1373 |  |  | 22:25 | 1469 | ZR1469
|  | 6:30 | 1278 | ZR1278 |  |  | 14:30 | 1374 | ZR1374 |  |  | 22:30 | 1470 | ZR1470
|  | 6:35 | 1279 | ZR1279 |  |  | 14:35 | 1375 | ZR1375 |  |  | 22:35 | 1471 | ZR1471
|  | 6:40 | 1280 | ZR1280 |  |  | 14:40 | 1376 | ZR1376 |  |  | 22:40 | 1472 | ZR1472
|  | 6:45 | 1281 | ZR1281 |  |  | 14:45 | 1377 | ZR1377 |  |  | 22:45 | 1473 | ZR1473
|  | 6:50 | 1282 | ZR1282 |  |  | 14:50 | 1378 | ZR1378 |  |  | 22:50 | 1474 | ZR1474
|  | 6:55 | 1283 | ZR1283 |  |  | 14:55 | 1379 | ZR1379 |  |  | 22:55 | 1475 | ZR1475
|  | 7:00 | 1284 | ZR1284 |  |  | 15:00 | 1380 | ZR1380 |  |  | 23:00 | 1476 | ZR1476
|  | 7:05 | 1285 | ZR1285 |  |  | 15:05 | 1381 | ZR1381 |  |  | 23:05 | 1477 | ZR1477
|  | 7:10 | 1286 | ZR1286 |  |  | 15:10 | 1382 | ZR1382 |  |  | 23:10 | 1478 | ZR1478
|  | 7:15 | 1287 | ZR1287 |  |  | 15:15 | 1383 | ZR1383 |  |  | 23:15 | 1479 | ZR1479
|  | 7:20 | 1288 | ZR1288 |  |  | 15:20 | 1384 | ZR1384 |  |  | 23:20 | 1480 | ZR1480
|  | 7:25 | 1289 | ZR1289 |  |  | 15:25 | 1385 | ZR1385 |  |  | 23:25 | 1481 | ZR1481
|  | 7:30 | 1290 | ZR1290 |  |  | 15:30 | 1386 | ZR1386 |  |  | 23:30 | 1482 | ZR1482
|  | 7:35 | 1291 | ZR1291 |  |  | 15:35 | 1387 | ZR1387 |  |  | 23:35 | 1483 | ZR1483
|  | 7:40 | 1292 | ZR1292 |  |  | 15:40 | 1388 | ZR1388 |  |  | 23:40 | 1484 | ZR1484
|  | 7:45 | 1293 | ZR1293 |  |  | 15:45 | 1389 | ZR1389 |  |  | 23:45 | 1485 | ZR1485
|  | 7:50 | 1294 | ZR1294 |  |  | 15:50 | 1390 | ZR1390 |  |  | 23:50 | 1486 | ZR1486
|  | 7:55 | 1295 | ZR1295 |  |  | 15:55 | 1391 | ZR1391 |  |  | 23:55 | 1487 | ZR1487
| OLD (Date, Time) |  |  | 1Mouth_GraphDataTable |  | OLD (Date, Time) |  |  | 1Mouth_GraphDataTable |  | OLD (Date, Time) |  |  | 1Mouth_GraphDataTable |  | OLD (Date, Time) |  |  | 1Mouth_GraphDataTable
| 1st | 0:00 | 1900 | ZR1900 |  | 9th | 192:00 | 1996 | ZR1996 |  | 17th | 192:00 | 2092 | ZR2092 |  | 25th | 192:00 | 2188 | ZR2188
|  | 2:00 | 1901 | ZR1901 |  |  | 194:00 | 1997 | ZR1997 |  |  | 194:00 | 2093 | ZR2093 |  |  | 194:00 | 2189 | ZR2189
|  | 4:00 | 1902 | ZR1902 |  |  | 196:00 | 1998 | ZR1998 |  |  | 196:00 | 2094 | ZR2094 |  |  | 196:00 | 2190 | ZR2190
|  | 6:00 | 1903 | ZR1903 |  |  | 198:00 | 1999 | ZR1999 |  |  | 198:00 | 2095 | ZR2095 |  |  | 198:00 | 2191 | ZR2191
|  | 8:00 | 1904 | ZR1904 |  |  | 200:00 | 2000 | ZR2000 |  |  | 200:00 | 2096 | ZR2096 |  |  | 200:00 | 2192 | ZR2192
|  | 10:00 | 1905 | ZR1905 |  |  | 202:00 | 2001 | ZR2001 |  |  | 202:00 | 2097 | ZR2097 |  |  | 202:00 | 2193 | ZR2193
|  | 12:00 | 1906 | ZR1906 |  |  | 204:00 | 2002 | ZR2002 |  |  | 204:00 | 2098 | ZR2098 |  |  | 204:00 | 2194 | ZR2194
|  | 14:00 | 1907 | ZR1907 |  |  | 206:00 | 2003 | ZR2003 |  |  | 206:00 | 2099 | ZR2099 |  |  | 206:00 | 2195 | ZR2195
|  | 16:00 | 1908 | ZR1908 |  |  | 208:00 | 2004 | ZR2004 |  |  | 208:00 | 2100 | ZR2100 |  |  | 208:00 | 2196 | ZR2196
|  | 18:00 | 1909 | ZR1909 |  |  | 210:00 | 2005 | ZR2005 |  |  | 210:00 | 2101 | ZR2101 |  |  | 210:00 | 2197 | ZR2197
|  | 20:00 | 1910 | ZR1910 |  |  | 212:00 | 2006 | ZR2006 |  |  | 212:00 | 2102 | ZR2102 |  |  | 212:00 | 2198 | ZR2198
|  | 22:00 | 1911 | ZR1911 |  |  | 214:00 | 2007 | ZR2007 |  |  | 214:00 | 2103 | ZR2103 |  |  | 214:00 | 2199 | ZR2199
| 2nd | 24:00 | 1912 | ZR1912 |  | 10th | 24:00 | 2008 | ZR2008 |  | 18th | 24:00 | 2104 | ZR2104 |  | 26th | 24:00 | 2200 | ZR2200
|  | 26:00 | 1913 | ZR1913 |  |  | 26:00 | 2009 | ZR2009 |  |  | 26:00 | 2105 | ZR2105 |  |  | 26:00 | 2201 | ZR2201
|  | 28:00 | 1914 | ZR1914 |  |  | 28:00 | 2010 | ZR2010 |  |  | 28:00 | 2106 | ZR2106 |  |  | 28:00 | 2202 | ZR2202
|  | 30:00 | 1915 | ZR1915 |  |  | 30:00 | 2011 | ZR2011 |  |  | 30:00 | 2107 | ZR2107 |  |  | 30:00 | 2203 | ZR2203
|  | 32:00 | 1916 | ZR1916 |  |  | 32:00 | 2012 | ZR2012 |  |  | 32:00 | 2108 | ZR2108 |  |  | 32:00 | 2204 | ZR2204
|  | 34:00 | 1917 | ZR1917 |  |  | 34:00 | 2013 | ZR2013 |  |  | 34:00 | 2109 | ZR2109 |  |  | 34:00 | 2205 | ZR2205
|  | 36:00 | 1918 | ZR1918 |  |  | 36:00 | 2014 | ZR2014 |  |  | 36:00 | 2110 | ZR2110 |  |  | 36:00 | 2206 | ZR2206
|  | 38:00 | 1919 | ZR1919 |  |  | 38:00 | 2015 | ZR2015 |  |  | 38:00 | 2111 | ZR2111 |  |  | 38:00 | 2207 | ZR2207
|  | 40:00 | 1920 | ZR1920 |  |  | 40:00 | 2016 | ZR2016 |  |  | 40:00 | 2112 | ZR2112 |  |  | 40:00 | 2208 | ZR2208
|  | 42:00 | 1921 | ZR1921 |  |  | 42:00 | 2017 | ZR2017 |  |  | 42:00 | 2113 | ZR2113 |  |  | 42:00 | 2209 | ZR2209
|  | 44:00 | 1922 | ZR1922 |  |  | 44:00 | 2018 | ZR2018 |  |  | 44:00 | 2114 | ZR2114 |  |  | 44:00 | 2210 | ZR2210
|  | 46:00 | 1923 | ZR1923 |  |  | 46:00 | 2019 | ZR2019 |  |  | 46:00 | 2115 | ZR2115 |  |  | 46:00 | 2211 | ZR2211
| 3rd | 48:00 | 1924 | ZR1924 |  | 11th | 48:00 | 2020 | ZR2020 |  | 19th | 48:00 | 2116 | ZR2116 |  | 27th | 48:00 | 2212 | ZR2212
|  | 50:00 | 1925 | ZR1925 |  |  | 50:00 | 2021 | ZR2021 |  |  | 50:00 | 2117 | ZR2117 |  |  | 50:00 | 2213 | ZR2213
|  | 52:00 | 1926 | ZR1926 |  |  | 52:00 | 2022 | ZR2022 |  |  | 52:00 | 2118 | ZR2118 |  |  | 52:00 | 2214 | ZR2214
|  | 54:00 | 1927 | ZR1927 |  |  | 54:00 | 2023 | ZR2023 |  |  | 54:00 | 2119 | ZR2119 |  |  | 54:00 | 2215 | ZR2215
|  | 56:00 | 1928 | ZR1928 |  |  | 56:00 | 2024 | ZR2024 |  |  | 56:00 | 2120 | ZR2120 |  |  | 56:00 | 2216 | ZR2216
|  | 58:00 | 1929 | ZR1929 |  |  | 58:00 | 2025 | ZR2025 |  |  | 58:00 | 2121 | ZR2121 |  |  | 58:00 | 2217 | ZR2217
|  | 60:00 | 1930 | ZR1930 |  |  | 60:00 | 2026 | ZR2026 |  |  | 60:00 | 2122 | ZR2122 |  |  | 60:00 | 2218 | ZR2218
|  | 62:00 | 1931 | ZR1931 |  |  | 62:00 | 2027 | ZR2027 |  |  | 62:00 | 2123 | ZR2123 |  |  | 62:00 | 2219 | ZR2219
|  | 64:00 | 1932 | ZR1932 |  |  | 64:00 | 2028 | ZR2028 |  |  | 64:00 | 2124 | ZR2124 |  |  | 64:00 | 2220 | ZR2220
|  | 66:00 | 1933 | ZR1933 |  |  | 66:00 | 2029 | ZR2029 |  |  | 66:00 | 2125 | ZR2125 |  |  | 66:00 | 2221 | ZR2221
|  | 68:00 | 1934 | ZR1934 |  |  | 68:00 | 2030 | ZR2030 |  |  | 68:00 | 2126 | ZR2126 |  |  | 68:00 | 2222 | ZR2222
|  | 70:00 | 1935 | ZR1935 |  |  | 70:00 | 2031 | ZR2031 |  |  | 70:00 | 2127 | ZR2127 |  |  | 70:00 | 2223 | ZR2223
| 4th | 72:00 | 1936 | ZR1936 |  | 12th | 72:00 | 2032 | ZR2032 |  | 20th | 72:00 | 2128 | ZR2128 |  | 28th | 72:00 | 2224 | ZR2224
|  | 74:00 | 1937 | ZR1937 |  |  | 74:00 | 2033 | ZR2033 |  |  | 74:00 | 2129 | ZR2129 |  |  | 74:00 | 2225 | ZR2225
|  | 76:00 | 1938 | ZR1938 |  |  | 76:00 | 2034 | ZR2034 |  |  | 76:00 | 2130 | ZR2130 |  |  | 76:00 | 2226 | ZR2226
|  | 78:00 | 1939 | ZR1939 |  |  | 78:00 | 2035 | ZR2035 |  |  | 78:00 | 2131 | ZR2131 |  |  | 78:00 | 2227 | ZR2227
|  | 80:00 | 1940 | ZR1940 |  |  | 80:00 | 2036 | ZR2036 |  |  | 80:00 | 2132 | ZR2132 |  |  | 80:00 | 2228 | ZR2228
|  | 82:00 | 1941 | ZR1941 |  |  | 82:00 | 2037 | ZR2037 |  |  | 82:00 | 2133 | ZR2133 |  |  | 82:00 | 2229 | ZR2229
|  | 84:00 | 1942 | ZR1942 |  |  | 84:00 | 2038 | ZR2038 |  |  | 84:00 | 2134 | ZR2134 |  |  | 84:00 | 2230 | ZR2230
|  | 86:00 | 1943 | ZR1943 |  |  | 86:00 | 2039 | ZR2039 |  |  | 86:00 | 2135 | ZR2135 |  |  | 86:00 | 2231 | ZR2231
|  | 88:00 | 1944 | ZR1944 |  |  | 88:00 | 2040 | ZR2040 |  |  | 88:00 | 2136 | ZR2136 |  |  | 88:00 | 2232 | ZR2232
|  | 90:00 | 1945 | ZR1945 |  |  | 90:00 | 2041 | ZR2041 |  |  | 90:00 | 2137 | ZR2137 |  |  | 90:00 | 2233 | ZR2233
|  | 92:00 | 1946 | ZR1946 |  |  | 92:00 | 2042 | ZR2042 |  |  | 92:00 | 2138 | ZR2138 |  |  | 92:00 | 2234 | ZR2234
|  | 94:00 | 1947 | ZR1947 |  |  | 94:00 | 2043 | ZR2043 |  |  | 94:00 | 2139 | ZR2139 |  |  | 94:00 | 2235 | ZR2235
| 5th | 96:00 | 1948 | ZR1948 |  | 13th | 96:00 | 2044 | ZR2044 |  | 21th | 96:00 | 2140 | ZR2140 |  | 29th | 96:00 | 2236 | ZR2236
|  | 98:00 | 1949 | ZR1949 |  |  | 98:00 | 2045 | ZR2045 |  |  | 98:00 | 2141 | ZR2141 |  |  | 98:00 | 2237 | ZR2237
|  | 100:00 | 1950 | ZR1950 |  |  | 100:00 | 2046 | ZR2046 |  |  | 100:00 | 2142 | ZR2142 |  |  | 100:00 | 2238 | ZR2238
|  | 102:00 | 1951 | ZR1951 |  |  | 102:00 | 2047 | ZR2047 |  |  | 102:00 | 2143 | ZR2143 |  |  | 102:00 | 2239 | ZR2239
|  | 104:00 | 1952 | ZR1952 |  |  | 104:00 | 2048 | ZR2048 |  |  | 104:00 | 2144 | ZR2144 |  |  | 104:00 | 2240 | ZR2240
|  | 106:00 | 1953 | ZR1953 |  |  | 106:00 | 2049 | ZR2049 |  |  | 106:00 | 2145 | ZR2145 |  |  | 106:00 | 2241 | ZR2241
|  | 108:00 | 1954 | ZR1954 |  |  | 108:00 | 2050 | ZR2050 |  |  | 108:00 | 2146 | ZR2146 |  |  | 108:00 | 2242 | ZR2242
|  | 110:00 | 1955 | ZR1955 |  |  | 110:00 | 2051 | ZR2051 |  |  | 110:00 | 2147 | ZR2147 |  |  | 110:00 | 2243 | ZR2243
|  | 112:00 | 1956 | ZR1956 |  |  | 112:00 | 2052 | ZR2052 |  |  | 112:00 | 2148 | ZR2148 |  |  | 112:00 | 2244 | ZR2244
|  | 114:00 | 1957 | ZR1957 |  |  | 114:00 | 2053 | ZR2053 |  |  | 114:00 | 2149 | ZR2149 |  |  | 114:00 | 2245 | ZR2245
|  | 116:00 | 1958 | ZR1958 |  |  | 116:00 | 2054 | ZR2054 |  |  | 116:00 | 2150 | ZR2150 |  |  | 116:00 | 2246 | ZR2246
|  | 118:00 | 1959 | ZR1959 |  |  | 118:00 | 2055 | ZR2055 |  |  | 118:00 | 2151 | ZR2151 |  |  | 118:00 | 2247 | ZR2247
| 6th | 120:00 | 1960 | ZR1960 |  | 14th | 120:00 | 2056 | ZR2056 |  | 22th | 120:00 | 2152 | ZR2152 |  | 30th | 120:00 | 2248 | ZR2248
|  | 122:00 | 1961 | ZR1961 |  |  | 122:00 | 2057 | ZR2057 |  |  | 122:00 | 2153 | ZR2153 |  |  | 122:00 | 2249 | ZR2249
|  | 124:00 | 1962 | ZR1962 |  |  | 124:00 | 2058 | ZR2058 |  |  | 124:00 | 2154 | ZR2154 |  |  | 124:00 | 2250 | ZR2250
|  | 126:00 | 1963 | ZR1963 |  |  | 126:00 | 2059 | ZR2059 |  |  | 126:00 | 2155 | ZR2155 |  |  | 126:00 | 2251 | ZR2251
|  | 128:00 | 1964 | ZR1964 |  |  | 128:00 | 2060 | ZR2060 |  |  | 128:00 | 2156 | ZR2156 |  |  | 128:00 | 2252 | ZR2252
|  | 130:00 | 1965 | ZR1965 |  |  | 130:00 | 2061 | ZR2061 |  |  | 130:00 | 2157 | ZR2157 |  |  | 130:00 | 2253 | ZR2253
|  | 132:00 | 1966 | ZR1966 |  |  | 132:00 | 2062 | ZR2062 |  |  | 132:00 | 2158 | ZR2158 |  |  | 132:00 | 2254 | ZR2254
|  | 134:00 | 1967 | ZR1967 |  |  | 134:00 | 2063 | ZR2063 |  |  | 134:00 | 2159 | ZR2159 |  |  | 134:00 | 2255 | ZR2255
|  | 136:00 | 1968 | ZR1968 |  |  | 136:00 | 2064 | ZR2064 |  |  | 136:00 | 2160 | ZR2160 |  |  | 136:00 | 2256 | ZR2256
|  | 138:00 | 1969 | ZR1969 |  |  | 138:00 | 2065 | ZR2065 |  |  | 138:00 | 2161 | ZR2161 |  |  | 138:00 | 2257 | ZR2257
|  | 140:00 | 1970 | ZR1970 |  |  | 140:00 | 2066 | ZR2066 |  |  | 140:00 | 2162 | ZR2162 |  |  | 140:00 | 2258 | ZR2258
|  | 142:00 | 1971 | ZR1971 |  |  | 142:00 | 2067 | ZR2067 |  |  | 142:00 | 2163 | ZR2163 |  |  | 142:00 | 2259 | ZR2259
| 7th | 144:00 | 1972 | ZR1972 |  | 15th | 144:00 | 2068 | ZR2068 |  | 23th | 144:00 | 2164 | ZR2164 |  | 31th | 144:00 | 2260 | ZR2260
|  | 146:00 | 1973 | ZR1973 |  |  | 146:00 | 2069 | ZR2069 |  |  | 146:00 | 2165 | ZR2165 |  |  | 146:00 | 2261 | ZR2261
|  | 148:00 | 1974 | ZR1974 |  |  | 148:00 | 2070 | ZR2070 |  |  | 148:00 | 2166 | ZR2166 |  |  | 148:00 | 2262 | ZR2262
|  | 150:00 | 1975 | ZR1975 |  |  | 150:00 | 2071 | ZR2071 |  |  | 150:00 | 2167 | ZR2167 |  |  | 150:00 | 2263 | ZR2263
|  | 152:00 | 1976 | ZR1976 |  |  | 152:00 | 2072 | ZR2072 |  |  | 152:00 | 2168 | ZR2168 |  |  | 152:00 | 2264 | ZR2264
|  | 154:00 | 1977 | ZR1977 |  |  | 154:00 | 2073 | ZR2073 |  |  | 154:00 | 2169 | ZR2169 |  |  | 154:00 | 2265 | ZR2265
|  | 156:00 | 1978 | ZR1978 |  |  | 156:00 | 2074 | ZR2074 |  |  | 156:00 | 2170 | ZR2170 |  |  | 156:00 | 2266 | ZR2266
|  | 158:00 | 1979 | ZR1979 |  |  | 158:00 | 2075 | ZR2075 |  |  | 158:00 | 2171 | ZR2171 |  |  | 158:00 | 2267 | ZR2267
|  | 160:00 | 1980 | ZR1980 |  |  | 160:00 | 2076 | ZR2076 |  |  | 160:00 | 2172 | ZR2172 |  |  | 160:00 | 2268 | ZR2268
|  | 162:00 | 1981 | ZR1981 |  |  | 162:00 | 2077 | ZR2077 |  |  | 162:00 | 2173 | ZR2173 |  |  | 162:00 | 2269 | ZR2269
|  | 164:00 | 1982 | ZR1982 |  |  | 164:00 | 2078 | ZR2078 |  |  | 164:00 | 2174 | ZR2174 |  |  | 164:00 | 2270 | ZR2270
|  | 166:00 | 1983 | ZR1983 |  |  | 166:00 | 2079 | ZR2079 |  |  | 166:00 | 2175 | ZR2175 |  |  | 166:00 | 2271 | ZR2271
| 8th | 168:00 | 1984 | ZR1984 |  | 16th | 168:00 | 2080 | ZR2080 |  | 24th | 168:00 | 2176 | ZR2176
|  | 170:00 | 1985 | ZR1985 |  |  | 170:00 | 2081 | ZR2081 |  |  | 170:00 | 2177 | ZR2177
|  | 172:00 | 1986 | ZR1986 |  |  | 172:00 | 2082 | ZR2082 |  |  | 172:00 | 2178 | ZR2178 |  |  | Year | 2280 | ZR2280
|  | 174:00 | 1987 | ZR1987 |  |  | 174:00 | 2083 | ZR2083 |  |  | 174:00 | 2179 | ZR2179 |  |  | Month | 2281 | ZR2281
|  | 176:00 | 1988 | ZR1988 |  |  | 176:00 | 2084 | ZR2084 |  |  | 176:00 | 2180 | ZR2180 |  |  | Date | 2282 | ZR2282
|  | 178:00 | 1989 | ZR1989 |  |  | 178:00 | 2085 | ZR2085 |  |  | 178:00 | 2181 | ZR2181 |  |  | Hour | 2283 | ZR2283
|  | 180:00 | 1990 | ZR1990 |  |  | 180:00 | 2086 | ZR2086 |  |  | 180:00 | 2182 | ZR2182 |  |  | Minute | 2284 | ZR2284
|  | 182:00 | 1991 | ZR1991 |  |  | 182:00 | 2087 | ZR2087 |  |  | 182:00 | 2183 | ZR2183 |  |  | Second | 2285 | ZR2285
|  | 184:00 | 1992 | ZR1992 |  |  | 184:00 | 2088 | ZR2088 |  |  | 184:00 | 2184 | ZR2184 |  |  | Day of Week | 2286 | ZR2286
|  | 186:00 | 1993 | ZR1993 |  |  | 186:00 | 2089 | ZR2089 |  |  | 186:00 | 2185 | ZR2185
|  | 188:00 | 1994 | ZR1994 |  |  | 188:00 | 2090 | ZR2090 |  |  | 188:00 | 2186 | ZR2186 |  |  | Graph Up |  | ZR17631
|  | 190:00 | 1995 | ZR1995 |  |  | 190:00 | 2091 | ZR2091 |  |  | 190:00 | 2187 | ZR2187 |  |  | Graph Down |  | ZR17630
[17 empty] | MaxData1 |  | ZR17632
[17 empty] | DataLocation1 |  | ZR17633
[17 empty] | DataNumber1 |  | ZR17634
[17 empty] | MaxData2 |  | ZR17635
[17 empty] | DataLocation2 |  | ZR17636
[17 empty] | DataNumber2 |  | ZR17637
|  | OLD |  | 1Year_GraphDataTable |  |  | OLD |  | 1Year_GraphDataTable |  |  | OLD |  | 1Year_GraphDataTable |  |  | OLD |  | 1Year_GraphDataTable
|  | Jan. 1 | 2700 | ZR2700 |  |  | Apr. 11 | 2803 | ZR2803 |  |  | Jul. 21 | 2906 | ZR2906 |  |  | Oct. 31 | 3009 | ZR3009
|  | Jan. 2 | 2701 | ZR2701 |  |  | Apr. 12 | 2804 | ZR2804 |  |  | Jul. 22 | 2907 | ZR2907 |  |  | Nov. 1 | 3010 | ZR3010
|  | Jan. 3 | 2702 | ZR2702 |  |  | Apr. 13 | 2805 | ZR2805 |  |  | Jul. 23 | 2908 | ZR2908 |  |  | Nov. 2 | 3011 | ZR3011
|  | Jan. 4 | 2703 | ZR2703 |  |  | Apr. 14 | 2806 | ZR2806 |  |  | Jul. 24 | 2909 | ZR2909 |  |  | Nov. 3 | 3012 | ZR3012
|  | Jan. 5 | 2704 | ZR2704 |  |  | Apr. 15 | 2807 | ZR2807 |  |  | Jul. 25 | 2910 | ZR2910 |  |  | Nov. 4 | 3013 | ZR3013
|  | Jan. 6 | 2705 | ZR2705 |  |  | Apr. 16 | 2808 | ZR2808 |  |  | Jul. 26 | 2911 | ZR2911 |  |  | Nov. 5 | 3014 | ZR3014
|  | Jan. 7 | 2706 | ZR2706 |  |  | Apr. 17 | 2809 | ZR2809 |  |  | Jul. 27 | 2912 | ZR2912 |  |  | Nov. 6 | 3015 | ZR3015
|  | Jan. 8 | 2707 | ZR2707 |  |  | Apr. 18 | 2810 | ZR2810 |  |  | Jul. 28 | 2913 | ZR2913 |  |  | Nov. 7 | 3016 | ZR3016
|  | Jan. 9 | 2708 | ZR2708 |  |  | Apr. 19 | 2811 | ZR2811 |  |  | Jul. 29 | 2914 | ZR2914 |  |  | Nov. 8 | 3017 | ZR3017
|  | Jan. 10 | 2709 | ZR2709 |  |  | Apr. 20 | 2812 | ZR2812 |  |  | Jul. 30 | 2915 | ZR2915 |  |  | Nov. 9 | 3018 | ZR3018
|  | Jan. 11 | 2710 | ZR2710 |  |  | Apr. 21 | 2813 | ZR2813 |  |  | Jul. 31 | 2916 | ZR2916 |  |  | Nov. 10 | 3019 | ZR3019
|  | Jan. 12 | 2711 | ZR2711 |  |  | Apr. 22 | 2814 | ZR2814 |  |  | Aug. 1 | 2917 | ZR2917 |  |  | Nov. 11 | 3020 | ZR3020
|  | Jan. 13 | 2712 | ZR2712 |  |  | Apr. 23 | 2815 | ZR2815 |  |  | Aug. 2 | 2918 | ZR2918 |  |  | Nov. 12 | 3021 | ZR3021
|  | Jan. 14 | 2713 | ZR2713 |  |  | Apr. 24 | 2816 | ZR2816 |  |  | Aug. 3 | 2919 | ZR2919 |  |  | Nov. 13 | 3022 | ZR3022
|  | Jan. 15 | 2714 | ZR2714 |  |  | Apr. 25 | 2817 | ZR2817 |  |  | Aug. 4 | 2920 | ZR2920 |  |  | Nov. 14 | 3023 | ZR3023
|  | Jan. 16 | 2715 | ZR2715 |  |  | Apr. 26 | 2818 | ZR2818 |  |  | Aug. 5 | 2921 | ZR2921 |  |  | Nov. 15 | 3024 | ZR3024
|  | Jan. 17 | 2716 | ZR2716 |  |  | Apr. 27 | 2819 | ZR2819 |  |  | Aug. 6 | 2922 | ZR2922 |  |  | Nov. 16 | 3025 | ZR3025
|  | Jan. 18 | 2717 | ZR2717 |  |  | Apr. 28 | 2820 | ZR2820 |  |  | Aug. 7 | 2923 | ZR2923 |  |  | Nov. 17 | 3026 | ZR3026
|  | Jan. 19 | 2718 | ZR2718 |  |  | Apr. 29 | 2821 | ZR2821 |  |  | Aug. 8 | 2924 | ZR2924 |  |  | Nov. 18 | 3027 | ZR3027
|  | Jan. 20 | 2719 | ZR2719 |  |  | Apr. 30 | 2822 | ZR2822 |  |  | Aug. 9 | 2925 | ZR2925 |  |  | Nov. 19 | 3028 | ZR3028
|  | Jan. 21 | 2720 | ZR2720 |  |  | Not Used | 2823 | ZR2823 |  |  | Aug. 10 | 2926 | ZR2926 |  |  | Nov. 20 | 3029 | ZR3029
|  | Jan. 22 | 2721 | ZR2721 |  |  | May . 1 | 2824 | ZR2824 |  |  | Aug. 11 | 2927 | ZR2927 |  |  | Nov. 21 | 3030 | ZR3030
|  | Jan. 23 | 2722 | ZR2722 |  |  | May . 2 | 2825 | ZR2825 |  |  | Aug. 12 | 2928 | ZR2928 |  |  | Nov. 22 | 3031 | ZR3031
|  | Jan. 24 | 2723 | ZR2723 |  |  | May . 3 | 2826 | ZR2826 |  |  | Aug. 13 | 2929 | ZR2929 |  |  | Nov. 23 | 3032 | ZR3032
|  | Jan. 25 | 2724 | ZR2724 |  |  | May . 4 | 2827 | ZR2827 |  |  | Aug. 14 | 2930 | ZR2930 |  |  | Nov. 24 | 3033 | ZR3033
|  | Jan. 26 | 2725 | ZR2725 |  |  | May . 5 | 2828 | ZR2828 |  |  | Aug. 15 | 2931 | ZR2931 |  |  | Nov. 25 | 3034 | ZR3034
|  | Jan. 27 | 2726 | ZR2726 |  |  | May . 6 | 2829 | ZR2829 |  |  | Aug. 16 | 2932 | ZR2932 |  |  | Nov. 26 | 3035 | ZR3035
|  | Jan. 28 | 2727 | ZR2727 |  |  | May . 7 | 2830 | ZR2830 |  |  | Aug. 17 | 2933 | ZR2933 |  |  | Nov. 27 | 3036 | ZR3036
|  | Jan. 29 | 2728 | ZR2728 |  |  | May . 8 | 2831 | ZR2831 |  |  | Aug. 18 | 2934 | ZR2934 |  |  | Nov. 28 | 3037 | ZR3037
|  | Jan. 30 | 2729 | ZR2729 |  |  | May . 9 | 2832 | ZR2832 |  |  | Aug. 19 | 2935 | ZR2935 |  |  | Nov. 29 | 3038 | ZR3038
|  | Jan. 31 | 2730 | ZR2730 |  |  | May . 10 | 2833 | ZR2833 |  |  | Aug. 20 | 2936 | ZR2936 |  |  | Nov. 30 | 3039 | ZR3039
|  | Feb. 1 | 2731 | ZR2731 |  |  | May . 11 | 2834 | ZR2834 |  |  | Aug. 21 | 2937 | ZR2937 |  |  | Not Used | 3040 | ZR3040
|  | Feb. 2 | 2732 | ZR2732 |  |  | May . 12 | 2835 | ZR2835 |  |  | Aug. 22 | 2938 | ZR2938 |  |  | Dec. 1 | 3041 | ZR3041
|  | Feb. 3 | 2733 | ZR2733 |  |  | May . 13 | 2836 | ZR2836 |  |  | Aug. 23 | 2939 | ZR2939 |  |  | Dec. 2 | 3042 | ZR3042
|  | Feb. 4 | 2734 | ZR2734 |  |  | May . 14 | 2837 | ZR2837 |  |  | Aug. 24 | 2940 | ZR2940 |  |  | Dec. 3 | 3043 | ZR3043
|  | Feb. 5 | 2735 | ZR2735 |  |  | May . 15 | 2838 | ZR2838 |  |  | Aug. 25 | 2941 | ZR2941 |  |  | Dec. 4 | 3044 | ZR3044
|  | Feb. 6 | 2736 | ZR2736 |  |  | May . 16 | 2839 | ZR2839 |  |  | Aug. 26 | 2942 | ZR2942 |  |  | Dec. 5 | 3045 | ZR3045
|  | Feb. 7 | 2737 | ZR2737 |  |  | May . 17 | 2840 | ZR2840 |  |  | Aug. 27 | 2943 | ZR2943 |  |  | Dec. 6 | 3046 | ZR3046
|  | Feb. 8 | 2738 | ZR2738 |  |  | May . 18 | 2841 | ZR2841 |  |  | Aug. 28 | 2944 | ZR2944 |  |  | Dec. 7 | 3047 | ZR3047
|  | Feb. 9 | 2739 | ZR2739 |  |  | May . 19 | 2842 | ZR2842 |  |  | Aug. 29 | 2945 | ZR2945 |  |  | Dec. 8 | 3048 | ZR3048
|  | Feb. 10 | 2740 | ZR2740 |  |  | May . 20 | 2843 | ZR2843 |  |  | Aug. 30 | 2946 | ZR2946 |  |  | Dec. 9 | 3049 | ZR3049
|  | Feb. 11 | 2741 | ZR2741 |  |  | May . 21 | 2844 | ZR2844 |  |  | Aug. 31 | 2947 | ZR2947 |  |  | Dec. 10 | 3050 | ZR3050
|  | Feb. 12 | 2742 | ZR2742 |  |  | May . 22 | 2845 | ZR2845 |  |  | Sep. 1 | 2948 | ZR2948 |  |  | Dec. 11 | 3051 | ZR3051
|  | Feb. 13 | 2743 | ZR2743 |  |  | May . 23 | 2846 | ZR2846 |  |  | Sep. 2 | 2949 | ZR2949 |  |  | Dec. 12 | 3052 | ZR3052
|  | Feb. 14 | 2744 | ZR2744 |  |  | May . 24 | 2847 | ZR2847 |  |  | Sep. 3 | 2950 | ZR2950 |  |  | Dec. 13 | 3053 | ZR3053
|  | Feb. 15 | 2745 | ZR2745 |  |  | May . 25 | 2848 | ZR2848 |  |  | Sep. 4 | 2951 | ZR2951 |  |  | Dec. 14 | 3054 | ZR3054
|  | Feb. 16 | 2746 | ZR2746 |  |  | May . 26 | 2849 | ZR2849 |  |  | Sep. 5 | 2952 | ZR2952 |  |  | Dec. 15 | 3055 | ZR3055
|  | Feb. 17 | 2747 | ZR2747 |  |  | May . 27 | 2850 | ZR2850 |  |  | Sep. 6 | 2953 | ZR2953 |  |  | Dec. 16 | 3056 | ZR3056
|  | Feb. 18 | 2748 | ZR2748 |  |  | May . 28 | 2851 | ZR2851 |  |  | Sep. 7 | 2954 | ZR2954 |  |  | Dec. 17 | 3057 | ZR3057
|  | Feb. 19 | 2749 | ZR2749 |  |  | May . 29 | 2852 | ZR2852 |  |  | Sep. 8 | 2955 | ZR2955 |  |  | Dec. 18 | 3058 | ZR3058
|  | Feb. 20 | 2750 | ZR2750 |  |  | May . 30 | 2853 | ZR2853 |  |  | Sep. 9 | 2956 | ZR2956 |  |  | Dec. 19 | 3059 | ZR3059
|  | Feb. 21 | 2751 | ZR2751 |  |  | May . 31 | 2854 | ZR2854 |  |  | Sep. 10 | 2957 | ZR2957 |  |  | Dec. 20 | 3060 | ZR3060
|  | Feb. 22 | 2752 | ZR2752 |  |  | Jun. 1 | 2855 | ZR2855 |  |  | Sep. 11 | 2958 | ZR2958 |  |  | Dec. 21 | 3061 | ZR3061
|  | Feb. 23 | 2753 | ZR2753 |  |  | Jun. 2 | 2856 | ZR2856 |  |  | Sep. 12 | 2959 | ZR2959 |  |  | Dec. 22 | 3062 | ZR3062
|  | Feb. 24 | 2754 | ZR2754 |  |  | Jun. 3 | 2857 | ZR2857 |  |  | Sep. 13 | 2960 | ZR2960 |  |  | Dec. 23 | 3063 | ZR3063
|  | Feb. 25 | 2755 | ZR2755 |  |  | Jun. 4 | 2858 | ZR2858 |  |  | Sep. 14 | 2961 | ZR2961 |  |  | Dec. 24 | 3064 | ZR3064
|  | Feb. 26 | 2756 | ZR2756 |  |  | Jun. 5 | 2859 | ZR2859 |  |  | Sep. 15 | 2962 | ZR2962 |  |  | Dec. 25 | 3065 | ZR3065
|  | Feb. 27 | 2757 | ZR2757 |  |  | Jun. 6 | 2860 | ZR2860 |  |  | Sep. 16 | 2963 | ZR2963 |  |  | Dec. 26 | 3066 | ZR3066
|  | Feb. 28 | 2758 | ZR2758 |  |  | Jun. 7 | 2861 | ZR2861 |  |  | Sep. 17 | 2964 | ZR2964 |  |  | Dec. 27 | 3067 | ZR3067
|  | Feb. 29 | 2759 | ZR2759 |  |  | Jun. 8 | 2862 | ZR2862 |  |  | Sep. 18 | 2965 | ZR2965 |  |  | Dec. 28 | 3068 | ZR3068
|  | Not Used | 2760 | ZR2760 |  |  | Jun. 9 | 2863 | ZR2863 |  |  | Sep. 19 | 2966 | ZR2966 |  |  | Dec. 29 | 3069 | ZR3069
|  | Not Used | 2761 | ZR2761 |  |  | Jun. 10 | 2864 | ZR2864 |  |  | Sep. 20 | 2967 | ZR2967 |  |  | Dec. 30 | 3070 | ZR3070
|  | Mar. 1 | 2762 | ZR2762 |  |  | Jun. 11 | 2865 | ZR2865 |  |  | Sep. 21 | 2968 | ZR2968 |  |  | Dec. 31 | 3071 | ZR3071
|  | Mar. 2 | 2763 | ZR2763 |  |  | Jun. 12 | 2866 | ZR2866 |  |  | Sep. 22 | 2969 | ZR2969
|  | Mar. 3 | 2764 | ZR2764 |  |  | Jun. 13 | 2867 | ZR2867 |  |  | Sep. 23 | 2970 | ZR2970 |  |  | Year | 3080 | ZR3080
|  | Mar. 4 | 2765 | ZR2765 |  |  | Jun. 14 | 2868 | ZR2868 |  |  | Sep. 24 | 2971 | ZR2971 |  |  | Month | 3081 | ZR3081
|  | Mar. 5 | 2766 | ZR2766 |  |  | Jun. 15 | 2869 | ZR2869 |  |  | Sep. 25 | 2972 | ZR2972 |  |  | Date | 3082 | ZR3082
|  | Mar. 6 | 2767 | ZR2767 |  |  | Jun. 16 | 2870 | ZR2870 |  |  | Sep. 26 | 2973 | ZR2973 |  |  | Hour | 3083 | ZR3083
|  | Mar. 7 | 2768 | ZR2768 |  |  | Jun. 17 | 2871 | ZR2871 |  |  | Sep. 27 | 2974 | ZR2974 |  |  | Minute | 3084 | ZR3084
|  | Mar. 8 | 2769 | ZR2769 |  |  | Jun. 18 | 2872 | ZR2872 |  |  | Sep. 28 | 2975 | ZR2975 |  |  | Second | 3085 | ZR3085
|  | Mar. 9 | 2770 | ZR2770 |  |  | Jun. 19 | 2873 | ZR2873 |  |  | Sep. 29 | 2976 | ZR2976 |  |  | Day of Week | 3086 | ZR3086
|  | Mar. 10 | 2771 | ZR2771 |  |  | Jun. 20 | 2874 | ZR2874 |  |  | Sep. 30 | 2977 | ZR2977
|  | Mar. 11 | 2772 | ZR2772 |  |  | Jun. 21 | 2875 | ZR2875 |  |  | Not Used | 2978 | ZR2978 |  |  | Graph Up |  | ZR17641
|  | Mar. 12 | 2773 | ZR2773 |  |  | Jun. 22 | 2876 | ZR2876 |  |  | Oct. 1 | 2979 | ZR2979 |  |  | Graph Down |  | ZR17640
|  | Mar. 13 | 2774 | ZR2774 |  |  | Jun. 23 | 2877 | ZR2877 |  |  | Oct. 2 | 2980 | ZR2980
|  | Mar. 14 | 2775 | ZR2775 |  |  | Jun. 24 | 2878 | ZR2878 |  |  | Oct. 3 | 2981 | ZR2981 |  |  | MaxData1 |  | ZR17642
|  | Mar. 15 | 2776 | ZR2776 |  |  | Jun. 25 | 2879 | ZR2879 |  |  | Oct. 4 | 2982 | ZR2982 |  |  | DataLocation1 |  | ZR17643
|  | Mar. 16 | 2777 | ZR2777 |  |  | Jun. 26 | 2880 | ZR2880 |  |  | Oct. 5 | 2983 | ZR2983 |  |  | DataNumber1 |  | ZR17644
|  | Mar. 17 | 2778 | ZR2778 |  |  | Jun. 27 | 2881 | ZR2881 |  |  | Oct. 6 | 2984 | ZR2984 |  |  | MaxData2 |  | ZR17645
|  | Mar. 18 | 2779 | ZR2779 |  |  | Jun. 28 | 2882 | ZR2882 |  |  | Oct. 7 | 2985 | ZR2985 |  |  | DataLocation2 |  | ZR17646
|  | Mar. 19 | 2780 | ZR2780 |  |  | Jun. 29 | 2883 | ZR2883 |  |  | Oct. 8 | 2986 | ZR2986 |  |  | DataNumber2 |  | ZR17647
|  | Mar. 20 | 2781 | ZR2781 |  |  | Jun. 30 | 2884 | ZR2884 |  |  | Oct. 9 | 2987 | ZR2987
|  | Mar. 21 | 2782 | ZR2782 |  |  | Not Used | 2885 | ZR2885 |  |  | Oct. 10 | 2988 | ZR2988
|  | Mar. 22 | 2783 | ZR2783 |  |  | Jul. 1 | 2886 | ZR2886 |  |  | Oct. 11 | 2989 | ZR2989
|  | Mar. 23 | 2784 | ZR2784 |  |  | Jul. 2 | 2887 | ZR2887 |  |  | Oct. 12 | 2990 | ZR2990
|  | Mar. 24 | 2785 | ZR2785 |  |  | Jul. 3 | 2888 | ZR2888 |  |  | Oct. 13 | 2991 | ZR2991
|  | Mar. 25 | 2786 | ZR2786 |  |  | Jul. 4 | 2889 | ZR2889 |  |  | Oct. 14 | 2992 | ZR2992
|  | Mar. 26 | 2787 | ZR2787 |  |  | Jul. 5 | 2890 | ZR2890 |  |  | Oct. 15 | 2993 | ZR2993
|  | Mar. 27 | 2788 | ZR2788 |  |  | Jul. 6 | 2891 | ZR2891 |  |  | Oct. 16 | 2994 | ZR2994
|  | Mar. 28 | 2789 | ZR2789 |  |  | Jul. 7 | 2892 | ZR2892 |  |  | Oct. 17 | 2995 | ZR2995
|  | Mar. 29 | 2790 | ZR2790 |  |  | Jul. 8 | 2893 | ZR2893 |  |  | Oct. 18 | 2996 | ZR2996
|  | Mar. 30 | 2791 | ZR2791 |  |  | Jul. 9 | 2894 | ZR2894 |  |  | Oct. 19 | 2997 | ZR2997
|  | Mar. 31 | 2792 | ZR2792 |  |  | Jul. 10 | 2895 | ZR2895 |  |  | Oct. 20 | 2998 | ZR2998
|  | Apr. 1 | 2793 | ZR2793 |  |  | Jul. 11 | 2896 | ZR2896 |  |  | Oct. 21 | 2999 | ZR2999
|  | Apr. 2 | 2794 | ZR2794 |  |  | Jul. 12 | 2897 | ZR2897 |  |  | Oct. 22 | 3000 | ZR3000
|  | Apr. 3 | 2795 | ZR2795 |  |  | Jul. 13 | 2898 | ZR2898 |  |  | Oct. 23 | 3001 | ZR3001
|  | Apr. 4 | 2796 | ZR2796 |  |  | Jul. 14 | 2899 | ZR2899 |  |  | Oct. 24 | 3002 | ZR3002
|  | Apr. 5 | 2797 | ZR2797 |  |  | Jul. 15 | 2900 | ZR2900 |  |  | Oct. 25 | 3003 | ZR3003
|  | Apr. 6 | 2798 | ZR2798 |  |  | Jul. 16 | 2901 | ZR2901 |  |  | Oct. 26 | 3004 | ZR3004
|  | Apr. 7 | 2799 | ZR2799 |  |  | Jul. 17 | 2902 | ZR2902 |  |  | Oct. 27 | 3005 | ZR3005
|  | Apr. 8 | 2800 | ZR2800 |  |  | Jul. 18 | 2903 | ZR2903 |  |  | Oct. 28 | 3006 | ZR3006
|  | Apr. 9 | 2801 | ZR2801 |  |  | Jul. 19 | 2904 | ZR2904 |  |  | Oct. 29 | 3007 | ZR3007
|  | Apr. 10 | 2802 | ZR2802 |  |  | Jul. 20 | 2905 | ZR2905 |  |  | Oct. 30 | 3008 | ZR3008

## GraphDataTable_CH1_Ior（Now）
2.4 Data Table CH1 Ior (Present)
CH1 Ior |  | 4000 |  |  | CH1 Ior |  | 4000 |  |  | CH1 Ior |  | 4000 |  |  | CH1 Ior |  | 4000
|  | NOW |  | 1Hour_GraphDataTable |  |  | NOW |  | 1Hour_GraphDataTable |  |  | NOW |  | 1Hour_GraphDataTable |  |  | NOW |  | 1Hour_GraphDataTable
|  | 0:00 | 4000 | ZR4000 |  |  | 0:16 | 4096 | ZR4096 |  |  | 0:32 | 4192 | ZR4192 |  |  | 0:48 | 4288 | ZR4288
|  | 0:00 | 4001 | ZR4001 |  |  | 0:16 | 4097 | ZR4097 |  |  | 0:32 | 4193 | ZR4193 |  |  | 0:48 | 4289 | ZR4289
|  | 0:00 | 4002 | ZR4002 |  |  | 0:16 | 4098 | ZR4098 |  |  | 0:32 | 4194 | ZR4194 |  |  | 0:48 | 4290 | ZR4290
|  | 0:00 | 4003 | ZR4003 |  |  | 0:16 | 4099 | ZR4099 |  |  | 0:32 | 4195 | ZR4195 |  |  | 0:49 | 4291 | ZR4291
|  | 0:01 | 4004 | ZR4004 |  |  | 0:17 | 4100 | ZR4100 |  |  | 0:33 | 4196 | ZR4196 |  |  | 0:49 | 4292 | ZR4292
|  | 0:01 | 4005 | ZR4005 |  |  | 0:17 | 4101 | ZR4101 |  |  | 0:33 | 4197 | ZR4197 |  |  | 0:49 | 4293 | ZR4293
|  | 0:01 | 4006 | ZR4006 |  |  | 0:17 | 4102 | ZR4102 |  |  | 0:33 | 4198 | ZR4198 |  |  | 0:49 | 4294 | ZR4294
|  | 0:01 | 4007 | ZR4007 |  |  | 0:17 | 4103 | ZR4103 |  |  | 0:33 | 4199 | ZR4199 |  |  | 0:49 | 4295 | ZR4295
|  | 0:01 | 4008 | ZR4008 |  |  | 0:17 | 4104 | ZR4104 |  |  | 0:33 | 4200 | ZR4200 |  |  | 0:49 | 4296 | ZR4296
|  | 0:02 | 4009 | ZR4009 |  |  | 0:18 | 4105 | ZR4105 |  |  | 0:34 | 4201 | ZR4201 |  |  | 0:50 | 4297 | ZR4297
|  | 0:02 | 4010 | ZR4010 |  |  | 0:18 | 4106 | ZR4106 |  |  | 0:34 | 4202 | ZR4202 |  |  | 0:50 | 4298 | ZR4298
|  | 0:02 | 4011 | ZR4011 |  |  | 0:18 | 4107 | ZR4107 |  |  | 0:34 | 4203 | ZR4203 |  |  | 0:50 | 4299 | ZR4299
|  | 0:02 | 4012 | ZR4012 |  |  | 0:18 | 4108 | ZR4108 |  |  | 0:34 | 4204 | ZR4204 |  |  | 0:50 | 4300 | ZR4300
|  | 0:02 | 4013 | ZR4013 |  |  | 0:18 | 4109 | ZR4109 |  |  | 0:34 | 4205 | ZR4205 |  |  | 0:50 | 4301 | ZR4301
|  | 0:02 | 4014 | ZR4014 |  |  | 0:18 | 4110 | ZR4110 |  |  | 0:34 | 4206 | ZR4206 |  |  | 0:50 | 4302 | ZR4302
|  | 0:02 | 4015 | ZR4015 |  |  | 0:18 | 4111 | ZR4111 |  |  | 0:34 | 4207 | ZR4207 |  |  | 0:50 | 4303 | ZR4303
|  | 0:03 | 4016 | ZR4016 |  |  | 0:19 | 4112 | ZR4112 |  |  | 0:35 | 4208 | ZR4208 |  |  | 0:51 | 4304 | ZR4304
|  | 0:03 | 4017 | ZR4017 |  |  | 0:19 | 4113 | ZR4113 |  |  | 0:35 | 4209 | ZR4209 |  |  | 0:51 | 4305 | ZR4305
|  | 0:03 | 4018 | ZR4018 |  |  | 0:19 | 4114 | ZR4114 |  |  | 0:35 | 4210 | ZR4210 |  |  | 0:51 | 4306 | ZR4306
|  | 0:03 | 4019 | ZR4019 |  |  | 0:19 | 4115 | ZR4115 |  |  | 0:35 | 4211 | ZR4211 |  |  | 0:51 | 4307 | ZR4307
|  | 0:03 | 4020 | ZR4020 |  |  | 0:19 | 4116 | ZR4116 |  |  | 0:35 | 4212 | ZR4212 |  |  | 0:51 | 4308 | ZR4308
|  | 0:04 | 4021 | ZR4021 |  |  | 0:20 | 4117 | ZR4117 |  |  | 0:36 | 4213 | ZR4213 |  |  | 0:52 | 4309 | ZR4309
|  | 0:04 | 4022 | ZR4022 |  |  | 0:20 | 4118 | ZR4118 |  |  | 0:36 | 4214 | ZR4214 |  |  | 0:52 | 4310 | ZR4310
|  | 0:04 | 4023 | ZR4023 |  |  | 0:20 | 4119 | ZR4119 |  |  | 0:36 | 4215 | ZR4215 |  |  | 0:52 | 4311 | ZR4311
|  | 0:04 | 4024 | ZR4024 |  |  | 0:20 | 4120 | ZR4120 |  |  | 0:36 | 4216 | ZR4216 |  |  | 0:52 | 4312 | ZR4312
|  | 0:04 | 4025 | ZR4025 |  |  | 0:20 | 4121 | ZR4121 |  |  | 0:36 | 4217 | ZR4217 |  |  | 0:52 | 4313 | ZR4313
|  | 0:04 | 4026 | ZR4026 |  |  | 0:20 | 4122 | ZR4122 |  |  | 0:36 | 4218 | ZR4218 |  |  | 0:52 | 4314 | ZR4314
|  | 0:04 | 4027 | ZR4027 |  |  | 0:20 | 4123 | ZR4123 |  |  | 0:36 | 4219 | ZR4219 |  |  | 0:52 | 4315 | ZR4315
|  | 0:05 | 4028 | ZR4028 |  |  | 0:21 | 4124 | ZR4124 |  |  | 0:37 | 4220 | ZR4220 |  |  | 0:53 | 4316 | ZR4316
|  | 0:05 | 4029 | ZR4029 |  |  | 0:21 | 4125 | ZR4125 |  |  | 0:37 | 4221 | ZR4221 |  |  | 0:53 | 4317 | ZR4317
|  | 0:05 | 4030 | ZR4030 |  |  | 0:21 | 4126 | ZR4126 |  |  | 0:37 | 4222 | ZR4222 |  |  | 0:53 | 4318 | ZR4318
|  | 0:05 | 4031 | ZR4031 |  |  | 0:21 | 4127 | ZR4127 |  |  | 0:37 | 4223 | ZR4223 |  |  | 0:53 | 4319 | ZR4319
|  | 0:05 | 4032 | ZR4032 |  |  | 0:21 | 4128 | ZR4128 |  |  | 0:37 | 4224 | ZR4224 |  |  | 0:53 | 4320 | ZR4320
|  | 0:05 | 4033 | ZR4033 |  |  | 0:22 | 4129 | ZR4129 |  |  | 0:38 | 4225 | ZR4225 |  |  | 0:54 | 4321 | ZR4321
|  | 0:06 | 4034 | ZR4034 |  |  | 0:22 | 4130 | ZR4130 |  |  | 0:38 | 4226 | ZR4226 |  |  | 0:54 | 4322 | ZR4322
|  | 0:06 | 4035 | ZR4035 |  |  | 0:22 | 4131 | ZR4131 |  |  | 0:38 | 4227 | ZR4227 |  |  | 0:54 | 4323 | ZR4323
|  | 0:06 | 4036 | ZR4036 |  |  | 0:22 | 4132 | ZR4132 |  |  | 0:38 | 4228 | ZR4228 |  |  | 0:54 | 4324 | ZR4324
|  | 0:06 | 4037 | ZR4037 |  |  | 0:22 | 4133 | ZR4133 |  |  | 0:38 | 4229 | ZR4229 |  |  | 0:54 | 4325 | ZR4325
|  | 0:06 | 4038 | ZR4038 |  |  | 0:22 | 4134 | ZR4134 |  |  | 0:38 | 4230 | ZR4230 |  |  | 0:54 | 4326 | ZR4326
|  | 0:07 | 4039 | ZR4039 |  |  | 0:22 | 4135 | ZR4135 |  |  | 0:38 | 4231 | ZR4231 |  |  | 0:54 | 4327 | ZR4327
|  | 0:07 | 4040 | ZR4040 |  |  | 0:23 | 4136 | ZR4136 |  |  | 0:39 | 4232 | ZR4232 |  |  | 0:55 | 4328 | ZR4328
|  | 0:07 | 4041 | ZR4041 |  |  | 0:23 | 4137 | ZR4137 |  |  | 0:39 | 4233 | ZR4233 |  |  | 0:55 | 4329 | ZR4329
|  | 0:07 | 4042 | ZR4042 |  |  | 0:23 | 4138 | ZR4138 |  |  | 0:39 | 4234 | ZR4234 |  |  | 0:55 | 4330 | ZR4330
|  | 0:07 | 4043 | ZR4043 |  |  | 0:23 | 4139 | ZR4139 |  |  | 0:39 | 4235 | ZR4235 |  |  | 0:55 | 4331 | ZR4331
|  | 0:07 | 4044 | ZR4044 |  |  | 0:23 | 4140 | ZR4140 |  |  | 0:39 | 4236 | ZR4236 |  |  | 0:55 | 4332 | ZR4332
|  | 0:07 | 4045 | ZR4045 |  |  | 0:23 | 4141 | ZR4141 |  |  | 0:40 | 4237 | ZR4237 |  |  | 0:56 | 4333 | ZR4333
|  | 0:08 | 4046 | ZR4046 |  |  | 0:24 | 4142 | ZR4142 |  |  | 0:40 | 4238 | ZR4238 |  |  | 0:56 | 4334 | ZR4334
|  | 0:08 | 4047 | ZR4047 |  |  | 0:24 | 4143 | ZR4143 |  |  | 0:40 | 4239 | ZR4239 |  |  | 0:56 | 4335 | ZR4335
|  | 0:08 | 4048 | ZR4048 |  |  | 0:24 | 4144 | ZR4144 |  |  | 0:40 | 4240 | ZR4240 |  |  | 0:56 | 4336 | ZR4336
|  | 0:08 | 4049 | ZR4049 |  |  | 0:24 | 4145 | ZR4145 |  |  | 0:40 | 4241 | ZR4241 |  |  | 0:56 | 4337 | ZR4337
|  | 0:08 | 4050 | ZR4050 |  |  | 0:24 | 4146 | ZR4146 |  |  | 0:40 | 4242 | ZR4242 |  |  | 0:56 | 4338 | ZR4338
|  | 0:09 | 4051 | ZR4051 |  |  | 0:25 | 4147 | ZR4147 |  |  | 0:40 | 4243 | ZR4243 |  |  | 0:56 | 4339 | ZR4339
|  | 0:09 | 4052 | ZR4052 |  |  | 0:25 | 4148 | ZR4148 |  |  | 0:41 | 4244 | ZR4244 |  |  | 0:57 | 4340 | ZR4340
|  | 0:09 | 4053 | ZR4053 |  |  | 0:25 | 4149 | ZR4149 |  |  | 0:41 | 4245 | ZR4245 |  |  | 0:57 | 4341 | ZR4341
|  | 0:09 | 4054 | ZR4054 |  |  | 0:25 | 4150 | ZR4150 |  |  | 0:41 | 4246 | ZR4246 |  |  | 0:57 | 4342 | ZR4342
|  | 0:09 | 4055 | ZR4055 |  |  | 0:25 | 4151 | ZR4151 |  |  | 0:41 | 4247 | ZR4247 |  |  | 0:57 | 4343 | ZR4343
|  | 0:09 | 4056 | ZR4056 |  |  | 0:25 | 4152 | ZR4152 |  |  | 0:41 | 4248 | ZR4248 |  |  | 0:57 | 4344 | ZR4344
|  | 0:09 | 4057 | ZR4057 |  |  | 0:25 | 4153 | ZR4153 |  |  | 0:41 | 4249 | ZR4249 |  |  | 0:58 | 4345 | ZR4345
|  | 0:10 | 4058 | ZR4058 |  |  | 0:26 | 4154 | ZR4154 |  |  | 0:42 | 4250 | ZR4250 |  |  | 0:58 | 4346 | ZR4346
|  | 0:10 | 4059 | ZR4059 |  |  | 0:26 | 4155 | ZR4155 |  |  | 0:42 | 4251 | ZR4251 |  |  | 0:58 | 4347 | ZR4347
|  | 0:10 | 4060 | ZR4060 |  |  | 0:26 | 4156 | ZR4156 |  |  | 0:42 | 4252 | ZR4252 |  |  | 0:58 | 4348 | ZR4348
|  | 0:10 | 4061 | ZR4061 |  |  | 0:26 | 4157 | ZR4157 |  |  | 0:42 | 4253 | ZR4253 |  |  | 0:58 | 4349 | ZR4349
|  | 0:10 | 4062 | ZR4062 |  |  | 0:26 | 4158 | ZR4158 |  |  | 0:42 | 4254 | ZR4254 |  |  | 0:58 | 4350 | ZR4350
|  | 0:11 | 4063 | ZR4063 |  |  | 0:27 | 4159 | ZR4159 |  |  | 0:43 | 4255 | ZR4255 |  |  | 0:58 | 4351 | ZR4351
|  | 0:11 | 4064 | ZR4064 |  |  | 0:27 | 4160 | ZR4160 |  |  | 0:43 | 4256 | ZR4256 |  |  | 0:59 | 4352 | ZR4352
|  | 0:11 | 4065 | ZR4065 |  |  | 0:27 | 4161 | ZR4161 |  |  | 0:43 | 4257 | ZR4257 |  |  | 0:59 | 4353 | ZR4353
|  | 0:11 | 4066 | ZR4066 |  |  | 0:27 | 4162 | ZR4162 |  |  | 0:43 | 4258 | ZR4258 |  |  | 0:59 | 4354 | ZR4354
|  | 0:11 | 4067 | ZR4067 |  |  | 0:27 | 4163 | ZR4163 |  |  | 0:43 | 4259 | ZR4259 |  |  | 0:59 | 4355 | ZR4355
|  | 0:11 | 4068 | ZR4068 |  |  | 0:27 | 4164 | ZR4164 |  |  | 0:43 | 4260 | ZR4260 |  |  | 0:59 | 4356 | ZR4356
|  | 0:12 | 4069 | ZR4069 |  |  | 0:27 | 4165 | ZR4165 |  |  | 0:43 | 4261 | ZR4261 |  |  | 0:59 | 4357 | ZR4357
|  | 0:12 | 4070 | ZR4070 |  |  | 0:28 | 4166 | ZR4166 |  |  | 0:44 | 4262 | ZR4262 |  |  | 1:00 | 4358 | ZR4358
|  | 0:12 | 4071 | ZR4071 |  |  | 0:28 | 4167 | ZR4167 |  |  | 0:44 | 4263 | ZR4263 |  |  | 1:00 | 4359 | ZR4359
|  | 0:12 | 4072 | ZR4072 |  |  | 0:28 | 4168 | ZR4168 |  |  | 0:44 | 4264 | ZR4264
|  | 0:12 | 4073 | ZR4073 |  |  | 0:28 | 4169 | ZR4169 |  |  | 0:44 | 4265 | ZR4265 |  |  | Year | 4370 | ZR4370
|  | 0:12 | 4074 | ZR4074 |  |  | 0:28 | 4170 | ZR4170 |  |  | 0:44 | 4266 | ZR4266 |  |  | Month | 4371 | ZR4371
|  | 0:12 | 4075 | ZR4075 |  |  | 0:29 | 4171 | ZR4171 |  |  | 0:45 | 4267 | ZR4267 |  |  | Date | 4372 | ZR4372
|  | 0:13 | 4076 | ZR4076 |  |  | 0:29 | 4172 | ZR4172 |  |  | 0:45 | 4268 | ZR4268 |  |  | Hour | 4373 | ZR4373
|  | 0:13 | 4077 | ZR4077 |  |  | 0:29 | 4173 | ZR4173 |  |  | 0:45 | 4269 | ZR4269 |  |  | Minute | 4374 | ZR4374
|  | 0:13 | 4078 | ZR4078 |  |  | 0:29 | 4174 | ZR4174 |  |  | 0:45 | 4270 | ZR4270 |  |  | Second | 4375 | ZR4375
|  | 0:13 | 4079 | ZR4079 |  |  | 0:29 | 4175 | ZR4175 |  |  | 0:45 | 4271 | ZR4271 |  |  | Day of Week | 4376 | ZR4376
|  | 0:13 | 4080 | ZR4080 |  |  | 0:29 | 4176 | ZR4176 |  |  | 0:45 | 4272 | ZR4272
|  | 0:14 | 4081 | ZR4081 |  |  | 0:29 | 4177 | ZR4177 |  |  | 0:45 | 4273 | ZR4273
|  | 0:14 | 4082 | ZR4082 |  |  | 0:30 | 4178 | ZR4178 |  |  | 0:46 | 4274 | ZR4274
|  | 0:14 | 4083 | ZR4083 |  |  | 0:30 | 4179 | ZR4179 |  |  | 0:46 | 4275 | ZR4275
|  | 0:14 | 4084 | ZR4084 |  |  | 0:30 | 4180 | ZR4180 |  |  | 0:46 | 4276 | ZR4276
|  | 0:14 | 4085 | ZR4085 |  |  | 0:30 | 4181 | ZR4181 |  |  | 0:46 | 4277 | ZR4277
|  | 0:14 | 4086 | ZR4086 |  |  | 0:30 | 4182 | ZR4182 |  |  | 0:46 | 4278 | ZR4278
|  | 0:14 | 4087 | ZR4087 |  |  | 0:31 | 4183 | ZR4183 |  |  | 0:47 | 4279 | ZR4279
|  | 0:15 | 4088 | ZR4088 |  |  | 0:31 | 4184 | ZR4184 |  |  | 0:47 | 4280 | ZR4280
|  | 0:15 | 4089 | ZR4089 |  |  | 0:31 | 4185 | ZR4185 |  |  | 0:47 | 4281 | ZR4281
|  | 0:15 | 4090 | ZR4090 |  |  | 0:31 | 4186 | ZR4186 |  |  | 0:47 | 4282 | ZR4282
|  | 0:15 | 4091 | ZR4091 |  |  | 0:31 | 4187 | ZR4187 |  |  | 0:47 | 4283 | ZR4283
|  | 0:15 | 4092 | ZR4092 |  |  | 0:31 | 4188 | ZR4188 |  |  | 0:47 | 4284 | ZR4284
|  | 0:16 | 4093 | ZR4093 |  |  | 0:31 | 4189 | ZR4189 |  |  | 0:47 | 4285 | ZR4285
|  | 0:16 | 4094 | ZR4094 |  |  | 0:32 | 4190 | ZR4190 |  |  | 0:48 | 4286 | ZR4286
|  | 0:16 | 4095 | ZR4095 |  |  | 0:32 | 4191 | ZR4191 |  |  | 0:48 | 4287 | ZR4287
|  | NOW |  | 1Day_GraphDataTable |  |  | NOW |  | 1Day_GraphDataTable |  |  | NOW |  | 1Day_GraphDataTable
|  | 0:00 | 4800 | ZR4800 |  |  | 8:00 | 4896 | ZR4896 |  |  | 16:00 | 4992 | ZR4992 |  |  | Year | 5090 | ZR5090
|  | 0:05 | 4801 | ZR4801 |  |  | 8:05 | 4897 | ZR4897 |  |  | 16:05 | 4993 | ZR4993 |  |  | Month | 5091 | ZR5091
|  | 0:10 | 4802 | ZR4802 |  |  | 8:10 | 4898 | ZR4898 |  |  | 16:10 | 4994 | ZR4994 |  |  | Date | 5092 | ZR5092
|  | 0:15 | 4803 | ZR4803 |  |  | 8:15 | 4899 | ZR4899 |  |  | 16:15 | 4995 | ZR4995 |  |  | Hour | 5093 | ZR5093
|  | 0:20 | 4804 | ZR4804 |  |  | 8:20 | 4900 | ZR4900 |  |  | 16:20 | 4996 | ZR4996 |  |  | Minute | 5094 | ZR5094
|  | 0:25 | 4805 | ZR4805 |  |  | 8:25 | 4901 | ZR4901 |  |  | 16:25 | 4997 | ZR4997 |  |  | Second | 5095 | ZR5095
|  | 0:30 | 4806 | ZR4806 |  |  | 8:30 | 4902 | ZR4902 |  |  | 16:30 | 4998 | ZR4998 |  |  | Day of Week | 5096 | ZR5096
|  | 0:35 | 4807 | ZR4807 |  |  | 8:35 | 4903 | ZR4903 |  |  | 16:35 | 4999 | ZR4999
|  | 0:40 | 4808 | ZR4808 |  |  | 8:40 | 4904 | ZR4904 |  |  | 16:40 | 5000 | ZR5000
|  | 0:45 | 4809 | ZR4809 |  |  | 8:45 | 4905 | ZR4905 |  |  | 16:45 | 5001 | ZR5001
|  | 0:50 | 4810 | ZR4810 |  |  | 8:50 | 4906 | ZR4906 |  |  | 16:50 | 5002 | ZR5002
|  | 0:55 | 4811 | ZR4811 |  |  | 8:55 | 4907 | ZR4907 |  |  | 16:55 | 5003 | ZR5003
|  | 1:00 | 4812 | ZR4812 |  |  | 9:00 | 4908 | ZR4908 |  |  | 17:00 | 5004 | ZR5004
|  | 1:05 | 4813 | ZR4813 |  |  | 9:05 | 4909 | ZR4909 |  |  | 17:05 | 5005 | ZR5005
|  | 1:10 | 4814 | ZR4814 |  |  | 9:10 | 4910 | ZR4910 |  |  | 17:10 | 5006 | ZR5006
|  | 1:15 | 4815 | ZR4815 |  |  | 9:15 | 4911 | ZR4911 |  |  | 17:15 | 5007 | ZR5007
|  | 1:20 | 4816 | ZR4816 |  |  | 9:20 | 4912 | ZR4912 |  |  | 17:20 | 5008 | ZR5008
|  | 1:25 | 4817 | ZR4817 |  |  | 9:25 | 4913 | ZR4913 |  |  | 17:25 | 5009 | ZR5009
|  | 1:30 | 4818 | ZR4818 |  |  | 9:30 | 4914 | ZR4914 |  |  | 17:30 | 5010 | ZR5010
|  | 1:35 | 4819 | ZR4819 |  |  | 9:35 | 4915 | ZR4915 |  |  | 17:35 | 5011 | ZR5011
|  | 1:40 | 4820 | ZR4820 |  |  | 9:40 | 4916 | ZR4916 |  |  | 17:40 | 5012 | ZR5012
|  | 1:45 | 4821 | ZR4821 |  |  | 9:45 | 4917 | ZR4917 |  |  | 17:45 | 5013 | ZR5013
|  | 1:50 | 4822 | ZR4822 |  |  | 9:50 | 4918 | ZR4918 |  |  | 17:50 | 5014 | ZR5014
|  | 1:55 | 4823 | ZR4823 |  |  | 9:55 | 4919 | ZR4919 |  |  | 17:55 | 5015 | ZR5015
|  | 2:00 | 4824 | ZR4824 |  |  | 10:00 | 4920 | ZR4920 |  |  | 18:00 | 5016 | ZR5016
|  | 2:05 | 4825 | ZR4825 |  |  | 10:05 | 4921 | ZR4921 |  |  | 18:05 | 5017 | ZR5017
|  | 2:10 | 4826 | ZR4826 |  |  | 10:10 | 4922 | ZR4922 |  |  | 18:10 | 5018 | ZR5018
|  | 2:15 | 4827 | ZR4827 |  |  | 10:15 | 4923 | ZR4923 |  |  | 18:15 | 5019 | ZR5019
|  | 2:20 | 4828 | ZR4828 |  |  | 10:20 | 4924 | ZR4924 |  |  | 18:20 | 5020 | ZR5020
|  | 2:25 | 4829 | ZR4829 |  |  | 10:25 | 4925 | ZR4925 |  |  | 18:25 | 5021 | ZR5021
|  | 2:30 | 4830 | ZR4830 |  |  | 10:30 | 4926 | ZR4926 |  |  | 18:30 | 5022 | ZR5022
|  | 2:35 | 4831 | ZR4831 |  |  | 10:35 | 4927 | ZR4927 |  |  | 18:35 | 5023 | ZR5023
|  | 2:40 | 4832 | ZR4832 |  |  | 10:40 | 4928 | ZR4928 |  |  | 18:40 | 5024 | ZR5024
|  | 2:45 | 4833 | ZR4833 |  |  | 10:45 | 4929 | ZR4929 |  |  | 18:45 | 5025 | ZR5025
|  | 2:50 | 4834 | ZR4834 |  |  | 10:50 | 4930 | ZR4930 |  |  | 18:50 | 5026 | ZR5026
|  | 2:55 | 4835 | ZR4835 |  |  | 10:55 | 4931 | ZR4931 |  |  | 18:55 | 5027 | ZR5027
|  | 3:00 | 4836 | ZR4836 |  |  | 11:00 | 4932 | ZR4932 |  |  | 19:00 | 5028 | ZR5028
|  | 3:05 | 4837 | ZR4837 |  |  | 11:05 | 4933 | ZR4933 |  |  | 19:05 | 5029 | ZR5029
|  | 3:10 | 4838 | ZR4838 |  |  | 11:10 | 4934 | ZR4934 |  |  | 19:10 | 5030 | ZR5030
|  | 3:15 | 4839 | ZR4839 |  |  | 11:15 | 4935 | ZR4935 |  |  | 19:15 | 5031 | ZR5031
|  | 3:20 | 4840 | ZR4840 |  |  | 11:20 | 4936 | ZR4936 |  |  | 19:20 | 5032 | ZR5032
|  | 3:25 | 4841 | ZR4841 |  |  | 11:25 | 4937 | ZR4937 |  |  | 19:25 | 5033 | ZR5033
|  | 3:30 | 4842 | ZR4842 |  |  | 11:30 | 4938 | ZR4938 |  |  | 19:30 | 5034 | ZR5034
|  | 3:35 | 4843 | ZR4843 |  |  | 11:35 | 4939 | ZR4939 |  |  | 19:35 | 5035 | ZR5035
|  | 3:40 | 4844 | ZR4844 |  |  | 11:40 | 4940 | ZR4940 |  |  | 19:40 | 5036 | ZR5036
|  | 3:45 | 4845 | ZR4845 |  |  | 11:45 | 4941 | ZR4941 |  |  | 19:45 | 5037 | ZR5037
|  | 3:50 | 4846 | ZR4846 |  |  | 11:50 | 4942 | ZR4942 |  |  | 19:50 | 5038 | ZR5038
|  | 3:55 | 4847 | ZR4847 |  |  | 11:55 | 4943 | ZR4943 |  |  | 19:55 | 5039 | ZR5039
|  | 4:00 | 4848 | ZR4848 |  |  | 12:00 | 4944 | ZR4944 |  |  | 20:00 | 5040 | ZR5040
|  | 4:05 | 4849 | ZR4849 |  |  | 12:05 | 4945 | ZR4945 |  |  | 20:05 | 5041 | ZR5041
|  | 4:10 | 4850 | ZR4850 |  |  | 12:10 | 4946 | ZR4946 |  |  | 20:10 | 5042 | ZR5042
|  | 4:15 | 4851 | ZR4851 |  |  | 12:15 | 4947 | ZR4947 |  |  | 20:15 | 5043 | ZR5043
|  | 4:20 | 4852 | ZR4852 |  |  | 12:20 | 4948 | ZR4948 |  |  | 20:20 | 5044 | ZR5044
|  | 4:25 | 4853 | ZR4853 |  |  | 12:25 | 4949 | ZR4949 |  |  | 20:25 | 5045 | ZR5045
|  | 4:30 | 4854 | ZR4854 |  |  | 12:30 | 4950 | ZR4950 |  |  | 20:30 | 5046 | ZR5046
|  | 4:35 | 4855 | ZR4855 |  |  | 12:35 | 4951 | ZR4951 |  |  | 20:35 | 5047 | ZR5047
|  | 4:40 | 4856 | ZR4856 |  |  | 12:40 | 4952 | ZR4952 |  |  | 20:40 | 5048 | ZR5048
|  | 4:45 | 4857 | ZR4857 |  |  | 12:45 | 4953 | ZR4953 |  |  | 20:45 | 5049 | ZR5049
|  | 4:50 | 4858 | ZR4858 |  |  | 12:50 | 4954 | ZR4954 |  |  | 20:50 | 5050 | ZR5050
|  | 4:55 | 4859 | ZR4859 |  |  | 12:55 | 4955 | ZR4955 |  |  | 20:55 | 5051 | ZR5051
|  | 5:00 | 4860 | ZR4860 |  |  | 13:00 | 4956 | ZR4956 |  |  | 21:00 | 5052 | ZR5052
|  | 5:05 | 4861 | ZR4861 |  |  | 13:05 | 4957 | ZR4957 |  |  | 21:05 | 5053 | ZR5053
|  | 5:10 | 4862 | ZR4862 |  |  | 13:10 | 4958 | ZR4958 |  |  | 21:10 | 5054 | ZR5054
|  | 5:15 | 4863 | ZR4863 |  |  | 13:15 | 4959 | ZR4959 |  |  | 21:15 | 5055 | ZR5055
|  | 5:20 | 4864 | ZR4864 |  |  | 13:20 | 4960 | ZR4960 |  |  | 21:20 | 5056 | ZR5056
|  | 5:25 | 4865 | ZR4865 |  |  | 13:25 | 4961 | ZR4961 |  |  | 21:25 | 5057 | ZR5057
|  | 5:30 | 4866 | ZR4866 |  |  | 13:30 | 4962 | ZR4962 |  |  | 21:30 | 5058 | ZR5058
|  | 5:35 | 4867 | ZR4867 |  |  | 13:35 | 4963 | ZR4963 |  |  | 21:35 | 5059 | ZR5059
|  | 5:40 | 4868 | ZR4868 |  |  | 13:40 | 4964 | ZR4964 |  |  | 21:40 | 5060 | ZR5060
|  | 5:45 | 4869 | ZR4869 |  |  | 13:45 | 4965 | ZR4965 |  |  | 21:45 | 5061 | ZR5061
|  | 5:50 | 4870 | ZR4870 |  |  | 13:50 | 4966 | ZR4966 |  |  | 21:50 | 5062 | ZR5062
|  | 5:55 | 4871 | ZR4871 |  |  | 13:55 | 4967 | ZR4967 |  |  | 21:55 | 5063 | ZR5063
|  | 6:00 | 4872 | ZR4872 |  |  | 14:00 | 4968 | ZR4968 |  |  | 22:00 | 5064 | ZR5064
|  | 6:05 | 4873 | ZR4873 |  |  | 14:05 | 4969 | ZR4969 |  |  | 22:05 | 5065 | ZR5065
|  | 6:10 | 4874 | ZR4874 |  |  | 14:10 | 4970 | ZR4970 |  |  | 22:10 | 5066 | ZR5066
|  | 6:15 | 4875 | ZR4875 |  |  | 14:15 | 4971 | ZR4971 |  |  | 22:15 | 5067 | ZR5067
|  | 6:20 | 4876 | ZR4876 |  |  | 14:20 | 4972 | ZR4972 |  |  | 22:20 | 5068 | ZR5068
|  | 6:25 | 4877 | ZR4877 |  |  | 14:25 | 4973 | ZR4973 |  |  | 22:25 | 5069 | ZR5069
|  | 6:30 | 4878 | ZR4878 |  |  | 14:30 | 4974 | ZR4974 |  |  | 22:30 | 5070 | ZR5070
|  | 6:35 | 4879 | ZR4879 |  |  | 14:35 | 4975 | ZR4975 |  |  | 22:35 | 5071 | ZR5071
|  | 6:40 | 4880 | ZR4880 |  |  | 14:40 | 4976 | ZR4976 |  |  | 22:40 | 5072 | ZR5072
|  | 6:45 | 4881 | ZR4881 |  |  | 14:45 | 4977 | ZR4977 |  |  | 22:45 | 5073 | ZR5073
|  | 6:50 | 4882 | ZR4882 |  |  | 14:50 | 4978 | ZR4978 |  |  | 22:50 | 5074 | ZR5074
|  | 6:55 | 4883 | ZR4883 |  |  | 14:55 | 4979 | ZR4979 |  |  | 22:55 | 5075 | ZR5075
|  | 7:00 | 4884 | ZR4884 |  |  | 15:00 | 4980 | ZR4980 |  |  | 23:00 | 5076 | ZR5076
|  | 7:05 | 4885 | ZR4885 |  |  | 15:05 | 4981 | ZR4981 |  |  | 23:05 | 5077 | ZR5077
|  | 7:10 | 4886 | ZR4886 |  |  | 15:10 | 4982 | ZR4982 |  |  | 23:10 | 5078 | ZR5078
|  | 7:15 | 4887 | ZR4887 |  |  | 15:15 | 4983 | ZR4983 |  |  | 23:15 | 5079 | ZR5079
|  | 7:20 | 4888 | ZR4888 |  |  | 15:20 | 4984 | ZR4984 |  |  | 23:20 | 5080 | ZR5080
|  | 7:25 | 4889 | ZR4889 |  |  | 15:25 | 4985 | ZR4985 |  |  | 23:25 | 5081 | ZR5081
|  | 7:30 | 4890 | ZR4890 |  |  | 15:30 | 4986 | ZR4986 |  |  | 23:30 | 5082 | ZR5082
|  | 7:35 | 4891 | ZR4891 |  |  | 15:35 | 4987 | ZR4987 |  |  | 23:35 | 5083 | ZR5083
|  | 7:40 | 4892 | ZR4892 |  |  | 15:40 | 4988 | ZR4988 |  |  | 23:40 | 5084 | ZR5084
|  | 7:45 | 4893 | ZR4893 |  |  | 15:45 | 4989 | ZR4989 |  |  | 23:45 | 5085 | ZR5085
|  | 7:50 | 4894 | ZR4894 |  |  | 15:50 | 4990 | ZR4990 |  |  | 23:50 | 5086 | ZR5086
|  | 7:55 | 4895 | ZR4895 |  |  | 15:55 | 4991 | ZR4991 |  |  | 23:55 | 5087 | ZR5087
| NOW (Date, Time) |  |  | 1Mouth_GraphDataTable |  | NOW |  |  | 1Mouth_GraphDataTable |  | NOW |  |  | 1Mouth_GraphDataTable |  | NOW |  |  | 1Mouth_GraphDataTable
| 1st | 0:00 | 5500 | ZR5500 |  | 9th | 0:00 | 5596 | ZR5596 |  | 17th | 0:00 | 5692 | ZR5692 |  | 25th | 0:00 | 5788 | ZR5788
|  | 2:00 | 5501 | ZR5501 |  |  | 2:00 | 5597 | ZR5597 |  |  | 2:00 | 5693 | ZR5693 |  |  | 2:00 | 5789 | ZR5789
|  | 4:00 | 5502 | ZR5502 |  |  | 4:00 | 5598 | ZR5598 |  |  | 4:00 | 5694 | ZR5694 |  |  | 4:00 | 5790 | ZR5790
|  | 6:00 | 5503 | ZR5503 |  |  | 6:00 | 5599 | ZR5599 |  |  | 6:00 | 5695 | ZR5695 |  |  | 6:00 | 5791 | ZR5791
|  | 8:00 | 5504 | ZR5504 |  |  | 8:00 | 5600 | ZR5600 |  |  | 8:00 | 5696 | ZR5696 |  |  | 8:00 | 5792 | ZR5792
|  | 10:00 | 5505 | ZR5505 |  |  | 10:00 | 5601 | ZR5601 |  |  | 10:00 | 5697 | ZR5697 |  |  | 10:00 | 5793 | ZR5793
|  | 12:00 | 5506 | ZR5506 |  |  | 12:00 | 5602 | ZR5602 |  |  | 12:00 | 5698 | ZR5698 |  |  | 12:00 | 5794 | ZR5794
|  | 14:00 | 5507 | ZR5507 |  |  | 14:00 | 5603 | ZR5603 |  |  | 14:00 | 5699 | ZR5699 |  |  | 14:00 | 5795 | ZR5795
|  | 16:00 | 5508 | ZR5508 |  |  | 16:00 | 5604 | ZR5604 |  |  | 16:00 | 5700 | ZR5700 |  |  | 16:00 | 5796 | ZR5796
|  | 18:00 | 5509 | ZR5509 |  |  | 18:00 | 5605 | ZR5605 |  |  | 18:00 | 5701 | ZR5701 |  |  | 18:00 | 5797 | ZR5797
|  | 20:00 | 5510 | ZR5510 |  |  | 20:00 | 5606 | ZR5606 |  |  | 20:00 | 5702 | ZR5702 |  |  | 20:00 | 5798 | ZR5798
|  | 22:00 | 5511 | ZR5511 |  |  | 22:00 | 5607 | ZR5607 |  |  | 22:00 | 5703 | ZR5703 |  |  | 22:00 | 5799 | ZR5799
| 2nd | 24:00 | 5512 | ZR5512 |  | 10th | 24:00 | 5608 | ZR5608 |  | 18th | 24:00 | 5704 | ZR5704 |  | 26th | 24:00 | 5800 | ZR5800
|  | 26:00 | 5513 | ZR5513 |  |  | 26:00 | 5609 | ZR5609 |  |  | 26:00 | 5705 | ZR5705 |  |  | 26:00 | 5801 | ZR5801
|  | 28:00 | 5514 | ZR5514 |  |  | 28:00 | 5610 | ZR5610 |  |  | 28:00 | 5706 | ZR5706 |  |  | 28:00 | 5802 | ZR5802
|  | 30:00 | 5515 | ZR5515 |  |  | 30:00 | 5611 | ZR5611 |  |  | 30:00 | 5707 | ZR5707 |  |  | 30:00 | 5803 | ZR5803
|  | 32:00 | 5516 | ZR5516 |  |  | 32:00 | 5612 | ZR5612 |  |  | 32:00 | 5708 | ZR5708 |  |  | 32:00 | 5804 | ZR5804
|  | 34:00 | 5517 | ZR5517 |  |  | 34:00 | 5613 | ZR5613 |  |  | 34:00 | 5709 | ZR5709 |  |  | 34:00 | 5805 | ZR5805
|  | 36:00 | 5518 | ZR5518 |  |  | 36:00 | 5614 | ZR5614 |  |  | 36:00 | 5710 | ZR5710 |  |  | 36:00 | 5806 | ZR5806
|  | 38:00 | 5519 | ZR5519 |  |  | 38:00 | 5615 | ZR5615 |  |  | 38:00 | 5711 | ZR5711 |  |  | 38:00 | 5807 | ZR5807
|  | 40:00 | 5520 | ZR5520 |  |  | 40:00 | 5616 | ZR5616 |  |  | 40:00 | 5712 | ZR5712 |  |  | 40:00 | 5808 | ZR5808
|  | 42:00 | 5521 | ZR5521 |  |  | 42:00 | 5617 | ZR5617 |  |  | 42:00 | 5713 | ZR5713 |  |  | 42:00 | 5809 | ZR5809
|  | 44:00 | 5522 | ZR5522 |  |  | 44:00 | 5618 | ZR5618 |  |  | 44:00 | 5714 | ZR5714 |  |  | 44:00 | 5810 | ZR5810
|  | 46:00 | 5523 | ZR5523 |  |  | 46:00 | 5619 | ZR5619 |  |  | 46:00 | 5715 | ZR5715 |  |  | 46:00 | 5811 | ZR5811
| 3rd | 48:00 | 5524 | ZR5524 |  | 11th | 48:00 | 5620 | ZR5620 |  | 19th | 48:00 | 5716 | ZR5716 |  | 27th | 48:00 | 5812 | ZR5812
|  | 50:00 | 5525 | ZR5525 |  |  | 50:00 | 5621 | ZR5621 |  |  | 50:00 | 5717 | ZR5717 |  |  | 50:00 | 5813 | ZR5813
|  | 52:00 | 5526 | ZR5526 |  |  | 52:00 | 5622 | ZR5622 |  |  | 52:00 | 5718 | ZR5718 |  |  | 52:00 | 5814 | ZR5814
|  | 54:00 | 5527 | ZR5527 |  |  | 54:00 | 5623 | ZR5623 |  |  | 54:00 | 5719 | ZR5719 |  |  | 54:00 | 5815 | ZR5815
|  | 56:00 | 5528 | ZR5528 |  |  | 56:00 | 5624 | ZR5624 |  |  | 56:00 | 5720 | ZR5720 |  |  | 56:00 | 5816 | ZR5816
|  | 58:00 | 5529 | ZR5529 |  |  | 58:00 | 5625 | ZR5625 |  |  | 58:00 | 5721 | ZR5721 |  |  | 58:00 | 5817 | ZR5817
|  | 60:00 | 5530 | ZR5530 |  |  | 60:00 | 5626 | ZR5626 |  |  | 60:00 | 5722 | ZR5722 |  |  | 60:00 | 5818 | ZR5818
|  | 62:00 | 5531 | ZR5531 |  |  | 62:00 | 5627 | ZR5627 |  |  | 62:00 | 5723 | ZR5723 |  |  | 62:00 | 5819 | ZR5819
|  | 64:00 | 5532 | ZR5532 |  |  | 64:00 | 5628 | ZR5628 |  |  | 64:00 | 5724 | ZR5724 |  |  | 64:00 | 5820 | ZR5820
|  | 66:00 | 5533 | ZR5533 |  |  | 66:00 | 5629 | ZR5629 |  |  | 66:00 | 5725 | ZR5725 |  |  | 66:00 | 5821 | ZR5821
|  | 68:00 | 5534 | ZR5534 |  |  | 68:00 | 5630 | ZR5630 |  |  | 68:00 | 5726 | ZR5726 |  |  | 68:00 | 5822 | ZR5822
|  | 70:00 | 5535 | ZR5535 |  |  | 70:00 | 5631 | ZR5631 |  |  | 70:00 | 5727 | ZR5727 |  |  | 70:00 | 5823 | ZR5823
| 4th | 72:00 | 5536 | ZR5536 |  | 12th | 72:00 | 5632 | ZR5632 |  | 20th | 72:00 | 5728 | ZR5728 |  | 28th | 72:00 | 5824 | ZR5824
|  | 74:00 | 5537 | ZR5537 |  |  | 74:00 | 5633 | ZR5633 |  |  | 74:00 | 5729 | ZR5729 |  |  | 74:00 | 5825 | ZR5825
|  | 76:00 | 5538 | ZR5538 |  |  | 76:00 | 5634 | ZR5634 |  |  | 76:00 | 5730 | ZR5730 |  |  | 76:00 | 5826 | ZR5826
|  | 78:00 | 5539 | ZR5539 |  |  | 78:00 | 5635 | ZR5635 |  |  | 78:00 | 5731 | ZR5731 |  |  | 78:00 | 5827 | ZR5827
|  | 80:00 | 5540 | ZR5540 |  |  | 80:00 | 5636 | ZR5636 |  |  | 80:00 | 5732 | ZR5732 |  |  | 80:00 | 5828 | ZR5828
|  | 82:00 | 5541 | ZR5541 |  |  | 82:00 | 5637 | ZR5637 |  |  | 82:00 | 5733 | ZR5733 |  |  | 82:00 | 5829 | ZR5829
|  | 84:00 | 5542 | ZR5542 |  |  | 84:00 | 5638 | ZR5638 |  |  | 84:00 | 5734 | ZR5734 |  |  | 84:00 | 5830 | ZR5830
|  | 86:00 | 5543 | ZR5543 |  |  | 86:00 | 5639 | ZR5639 |  |  | 86:00 | 5735 | ZR5735 |  |  | 86:00 | 5831 | ZR5831
|  | 88:00 | 5544 | ZR5544 |  |  | 88:00 | 5640 | ZR5640 |  |  | 88:00 | 5736 | ZR5736 |  |  | 88:00 | 5832 | ZR5832
|  | 90:00 | 5545 | ZR5545 |  |  | 90:00 | 5641 | ZR5641 |  |  | 90:00 | 5737 | ZR5737 |  |  | 90:00 | 5833 | ZR5833
|  | 92:00 | 5546 | ZR5546 |  |  | 92:00 | 5642 | ZR5642 |  |  | 92:00 | 5738 | ZR5738 |  |  | 92:00 | 5834 | ZR5834
|  | 94:00 | 5547 | ZR5547 |  |  | 94:00 | 5643 | ZR5643 |  |  | 94:00 | 5739 | ZR5739 |  |  | 94:00 | 5835 | ZR5835
| 5th | 96:00 | 5548 | ZR5548 |  | 13th | 96:00 | 5644 | ZR5644 |  | 21th | 96:00 | 5740 | ZR5740 |  | 29th | 96:00 | 5836 | ZR5836
|  | 98:00 | 5549 | ZR5549 |  |  | 98:00 | 5645 | ZR5645 |  |  | 98:00 | 5741 | ZR5741 |  |  | 98:00 | 5837 | ZR5837
|  | 100:00 | 5550 | ZR5550 |  |  | 100:00 | 5646 | ZR5646 |  |  | 100:00 | 5742 | ZR5742 |  |  | 100:00 | 5838 | ZR5838
|  | 102:00 | 5551 | ZR5551 |  |  | 102:00 | 5647 | ZR5647 |  |  | 102:00 | 5743 | ZR5743 |  |  | 102:00 | 5839 | ZR5839
|  | 104:00 | 5552 | ZR5552 |  |  | 104:00 | 5648 | ZR5648 |  |  | 104:00 | 5744 | ZR5744 |  |  | 104:00 | 5840 | ZR5840
|  | 106:00 | 5553 | ZR5553 |  |  | 106:00 | 5649 | ZR5649 |  |  | 106:00 | 5745 | ZR5745 |  |  | 106:00 | 5841 | ZR5841
|  | 108:00 | 5554 | ZR5554 |  |  | 108:00 | 5650 | ZR5650 |  |  | 108:00 | 5746 | ZR5746 |  |  | 108:00 | 5842 | ZR5842
|  | 110:00 | 5555 | ZR5555 |  |  | 110:00 | 5651 | ZR5651 |  |  | 110:00 | 5747 | ZR5747 |  |  | 110:00 | 5843 | ZR5843
|  | 112:00 | 5556 | ZR5556 |  |  | 112:00 | 5652 | ZR5652 |  |  | 112:00 | 5748 | ZR5748 |  |  | 112:00 | 5844 | ZR5844
|  | 114:00 | 5557 | ZR5557 |  |  | 114:00 | 5653 | ZR5653 |  |  | 114:00 | 5749 | ZR5749 |  |  | 114:00 | 5845 | ZR5845
|  | 116:00 | 5558 | ZR5558 |  |  | 116:00 | 5654 | ZR5654 |  |  | 116:00 | 5750 | ZR5750 |  |  | 116:00 | 5846 | ZR5846
|  | 118:00 | 5559 | ZR5559 |  |  | 118:00 | 5655 | ZR5655 |  |  | 118:00 | 5751 | ZR5751 |  |  | 118:00 | 5847 | ZR5847
| 6th | 120:00 | 5560 | ZR5560 |  | 14th | 120:00 | 5656 | ZR5656 |  | 22th | 120:00 | 5752 | ZR5752 |  | 30th | 120:00 | 5848 | ZR5848
|  | 122:00 | 5561 | ZR5561 |  |  | 122:00 | 5657 | ZR5657 |  |  | 122:00 | 5753 | ZR5753 |  |  | 122:00 | 5849 | ZR5849
|  | 124:00 | 5562 | ZR5562 |  |  | 124:00 | 5658 | ZR5658 |  |  | 124:00 | 5754 | ZR5754 |  |  | 124:00 | 5850 | ZR5850
|  | 126:00 | 5563 | ZR5563 |  |  | 126:00 | 5659 | ZR5659 |  |  | 126:00 | 5755 | ZR5755 |  |  | 126:00 | 5851 | ZR5851
|  | 128:00 | 5564 | ZR5564 |  |  | 128:00 | 5660 | ZR5660 |  |  | 128:00 | 5756 | ZR5756 |  |  | 128:00 | 5852 | ZR5852
|  | 130:00 | 5565 | ZR5565 |  |  | 130:00 | 5661 | ZR5661 |  |  | 130:00 | 5757 | ZR5757 |  |  | 130:00 | 5853 | ZR5853
|  | 132:00 | 5566 | ZR5566 |  |  | 132:00 | 5662 | ZR5662 |  |  | 132:00 | 5758 | ZR5758 |  |  | 132:00 | 5854 | ZR5854
|  | 134:00 | 5567 | ZR5567 |  |  | 134:00 | 5663 | ZR5663 |  |  | 134:00 | 5759 | ZR5759 |  |  | 134:00 | 5855 | ZR5855
|  | 136:00 | 5568 | ZR5568 |  |  | 136:00 | 5664 | ZR5664 |  |  | 136:00 | 5760 | ZR5760 |  |  | 136:00 | 5856 | ZR5856
|  | 138:00 | 5569 | ZR5569 |  |  | 138:00 | 5665 | ZR5665 |  |  | 138:00 | 5761 | ZR5761 |  |  | 138:00 | 5857 | ZR5857
|  | 140:00 | 5570 | ZR5570 |  |  | 140:00 | 5666 | ZR5666 |  |  | 140:00 | 5762 | ZR5762 |  |  | 140:00 | 5858 | ZR5858
|  | 142:00 | 5571 | ZR5571 |  |  | 142:00 | 5667 | ZR5667 |  |  | 142:00 | 5763 | ZR5763 |  |  | 142:00 | 5859 | ZR5859
| 7th | 144:00 | 5572 | ZR5572 |  | 15th | 144:00 | 5668 | ZR5668 |  | 23th | 144:00 | 5764 | ZR5764 |  | 31th | 144:00 | 5860 | ZR5860
|  | 146:00 | 5573 | ZR5573 |  |  | 146:00 | 5669 | ZR5669 |  |  | 146:00 | 5765 | ZR5765 |  |  | 146:00 | 5861 | ZR5861
|  | 148:00 | 5574 | ZR5574 |  |  | 148:00 | 5670 | ZR5670 |  |  | 148:00 | 5766 | ZR5766 |  |  | 148:00 | 5862 | ZR5862
|  | 150:00 | 5575 | ZR5575 |  |  | 150:00 | 5671 | ZR5671 |  |  | 150:00 | 5767 | ZR5767 |  |  | 150:00 | 5863 | ZR5863
|  | 152:00 | 5576 | ZR5576 |  |  | 152:00 | 5672 | ZR5672 |  |  | 152:00 | 5768 | ZR5768 |  |  | 152:00 | 5864 | ZR5864
|  | 154:00 | 5577 | ZR5577 |  |  | 154:00 | 5673 | ZR5673 |  |  | 154:00 | 5769 | ZR5769 |  |  | 154:00 | 5865 | ZR5865
|  | 156:00 | 5578 | ZR5578 |  |  | 156:00 | 5674 | ZR5674 |  |  | 156:00 | 5770 | ZR5770 |  |  | 156:00 | 5866 | ZR5866
|  | 158:00 | 5579 | ZR5579 |  |  | 158:00 | 5675 | ZR5675 |  |  | 158:00 | 5771 | ZR5771 |  |  | 158:00 | 5867 | ZR5867
|  | 160:00 | 5580 | ZR5580 |  |  | 160:00 | 5676 | ZR5676 |  |  | 160:00 | 5772 | ZR5772 |  |  | 160:00 | 5868 | ZR5868
|  | 162:00 | 5581 | ZR5581 |  |  | 162:00 | 5677 | ZR5677 |  |  | 162:00 | 5773 | ZR5773 |  |  | 162:00 | 5869 | ZR5869
|  | 164:00 | 5582 | ZR5582 |  |  | 164:00 | 5678 | ZR5678 |  |  | 164:00 | 5774 | ZR5774 |  |  | 164:00 | 5870 | ZR5870
|  | 166:00 | 5583 | ZR5583 |  |  | 166:00 | 5679 | ZR5679 |  |  | 166:00 | 5775 | ZR5775 |  |  | 166:00 | 5871 | ZR5871
| 8th | 168:00 | 5584 | ZR5584 |  | 16th | 168:00 | 5680 | ZR5680 |  | 24th | 168:00 | 5776 | ZR5776
|  | 170:00 | 5585 | ZR5585 |  |  | 170:00 | 5681 | ZR5681 |  |  | 170:00 | 5777 | ZR5777 |  |  | Year | 5880 | ZR5880
|  | 172:00 | 5586 | ZR5586 |  |  | 172:00 | 5682 | ZR5682 |  |  | 172:00 | 5778 | ZR5778 |  |  | Month | 5881 | ZR5881
|  | 174:00 | 5587 | ZR5587 |  |  | 174:00 | 5683 | ZR5683 |  |  | 174:00 | 5779 | ZR5779 |  |  | Date | 5882 | ZR5882
|  | 176:00 | 5588 | ZR5588 |  |  | 176:00 | 5684 | ZR5684 |  |  | 176:00 | 5780 | ZR5780 |  |  | Hour | 5883 | ZR5883
|  | 178:00 | 5589 | ZR5589 |  |  | 178:00 | 5685 | ZR5685 |  |  | 178:00 | 5781 | ZR5781 |  |  | Minute | 5884 | ZR5884
|  | 180:00 | 5590 | ZR5590 |  |  | 180:00 | 5686 | ZR5686 |  |  | 180:00 | 5782 | ZR5782 |  |  | Second | 5885 | ZR5885
|  | 182:00 | 5591 | ZR5591 |  |  | 182:00 | 5687 | ZR5687 |  |  | 182:00 | 5783 | ZR5783 |  |  | Day of Week | 5886 | ZR5886
|  | 184:00 | 5592 | ZR5592 |  |  | 184:00 | 5688 | ZR5688 |  |  | 184:00 | 5784 | ZR5784
|  | 186:00 | 5593 | ZR5593 |  |  | 186:00 | 5689 | ZR5689 |  |  | 186:00 | 5785 | ZR5785
|  | 188:00 | 5594 | ZR5594 |  |  | 188:00 | 5690 | ZR5690 |  |  | 188:00 | 5786 | ZR5786
|  | 190:00 | 5595 | ZR5595 |  |  | 190:00 | 5691 | ZR5691 |  |  | 190:00 | 5787 | ZR5787
|  | NOW |  | 1Year_GraphDataTable |  |  | NOW |  | 1Year_GraphDataTable |  |  | NOW |  | 1Year_GraphDataTable |  |  | NOW |  | 1Year_GraphDataTable
|  | Jan. 1 | 6300 | ZR6300 |  |  | Apr. 4 | 6396 | ZR6396 |  |  | Jul. 7 | 6492 | ZR6492 |  |  | Oct. 10 | 6588 | ZR6588
|  | Jan. 2 | 6301 | ZR6301 |  |  | Apr. 5 | 6397 | ZR6397 |  |  | Jul. 8 | 6493 | ZR6493 |  |  | Oct. 11 | 6589 | ZR6589
|  | Jan. 3 | 6302 | ZR6302 |  |  | Apr. 6 | 6398 | ZR6398 |  |  | Jul. 9 | 6494 | ZR6494 |  |  | Oct. 12 | 6590 | ZR6590
|  | Jan. 4 | 6303 | ZR6303 |  |  | Apr. 7 | 6399 | ZR6399 |  |  | Jul. 10 | 6495 | ZR6495 |  |  | Oct. 13 | 6591 | ZR6591
|  | Jan. 5 | 6304 | ZR6304 |  |  | Apr. 8 | 6400 | ZR6400 |  |  | Jul. 11 | 6496 | ZR6496 |  |  | Oct. 14 | 6592 | ZR6592
|  | Jan. 6 | 6305 | ZR6305 |  |  | Apr. 9 | 6401 | ZR6401 |  |  | Jul. 12 | 6497 | ZR6497 |  |  | Oct. 15 | 6593 | ZR6593
|  | Jan. 7 | 6306 | ZR6306 |  |  | Apr. 10 | 6402 | ZR6402 |  |  | Jul. 13 | 6498 | ZR6498 |  |  | Oct. 16 | 6594 | ZR6594
|  | Jan. 8 | 6307 | ZR6307 |  |  | Apr. 11 | 6403 | ZR6403 |  |  | Jul. 14 | 6499 | ZR6499 |  |  | Oct. 17 | 6595 | ZR6595
|  | Jan. 9 | 6308 | ZR6308 |  |  | Apr. 12 | 6404 | ZR6404 |  |  | Jul. 15 | 6500 | ZR6500 |  |  | Oct. 18 | 6596 | ZR6596
|  | Jan. 10 | 6309 | ZR6309 |  |  | Apr. 13 | 6405 | ZR6405 |  |  | Jul. 16 | 6501 | ZR6501 |  |  | Oct. 19 | 6597 | ZR6597
|  | Jan. 11 | 6310 | ZR6310 |  |  | Apr. 14 | 6406 | ZR6406 |  |  | Jul. 17 | 6502 | ZR6502 |  |  | Oct. 20 | 6598 | ZR6598
|  | Jan. 12 | 6311 | ZR6311 |  |  | Apr. 15 | 6407 | ZR6407 |  |  | Jul. 18 | 6503 | ZR6503 |  |  | Oct. 21 | 6599 | ZR6599
|  | Jan. 13 | 6312 | ZR6312 |  |  | Apr. 16 | 6408 | ZR6408 |  |  | Jul. 19 | 6504 | ZR6504 |  |  | Oct. 22 | 6600 | ZR6600
|  | Jan. 14 | 6313 | ZR6313 |  |  | Apr. 17 | 6409 | ZR6409 |  |  | Jul. 20 | 6505 | ZR6505 |  |  | Oct. 23 | 6601 | ZR6601
|  | Jan. 15 | 6314 | ZR6314 |  |  | Apr. 18 | 6410 | ZR6410 |  |  | Jul. 21 | 6506 | ZR6506 |  |  | Oct. 24 | 6602 | ZR6602
|  | Jan. 16 | 6315 | ZR6315 |  |  | Apr. 19 | 6411 | ZR6411 |  |  | Jul. 22 | 6507 | ZR6507 |  |  | Oct. 25 | 6603 | ZR6603
|  | Jan. 17 | 6316 | ZR6316 |  |  | Apr. 20 | 6412 | ZR6412 |  |  | Jul. 23 | 6508 | ZR6508 |  |  | Oct. 26 | 6604 | ZR6604
|  | Jan. 18 | 6317 | ZR6317 |  |  | Apr. 21 | 6413 | ZR6413 |  |  | Jul. 24 | 6509 | ZR6509 |  |  | Oct. 27 | 6605 | ZR6605
|  | Jan. 19 | 6318 | ZR6318 |  |  | Apr. 22 | 6414 | ZR6414 |  |  | Jul. 25 | 6510 | ZR6510 |  |  | Oct. 28 | 6606 | ZR6606
|  | Jan. 20 | 6319 | ZR6319 |  |  | Apr. 23 | 6415 | ZR6415 |  |  | Jul. 26 | 6511 | ZR6511 |  |  | Oct. 29 | 6607 | ZR6607
|  | Jan. 21 | 6320 | ZR6320 |  |  | Apr. 24 | 6416 | ZR6416 |  |  | Jul. 27 | 6512 | ZR6512 |  |  | Oct. 30 | 6608 | ZR6608
|  | Jan. 22 | 6321 | ZR6321 |  |  | Apr. 25 | 6417 | ZR6417 |  |  | Jul. 28 | 6513 | ZR6513 |  |  | Oct. 31 | 6609 | ZR6609
|  | Jan. 23 | 6322 | ZR6322 |  |  | Apr. 26 | 6418 | ZR6418 |  |  | Jul. 29 | 6514 | ZR6514 |  |  | Nov. 1 | 6610 | ZR6610
|  | Jan. 24 | 6323 | ZR6323 |  |  | Apr. 27 | 6419 | ZR6419 |  |  | Jul. 30 | 6515 | ZR6515 |  |  | Nov. 2 | 6611 | ZR6611
|  | Jan. 25 | 6324 | ZR6324 |  |  | Apr. 28 | 6420 | ZR6420 |  |  | Jul. 31 | 6516 | ZR6516 |  |  | Nov. 3 | 6612 | ZR6612
|  | Jan. 26 | 6325 | ZR6325 |  |  | Apr. 29 | 6421 | ZR6421 |  |  | Aug. 1 | 6517 | ZR6517 |  |  | Nov. 4 | 6613 | ZR6613
|  | Jan. 27 | 6326 | ZR6326 |  |  | Apr. 30 | 6422 | ZR6422 |  |  | Aug. 2 | 6518 | ZR6518 |  |  | Nov. 5 | 6614 | ZR6614
|  | Jan. 28 | 6327 | ZR6327 |  |  | Not Used | 6423 | ZR6423 |  |  | Aug. 3 | 6519 | ZR6519 |  |  | Nov. 6 | 6615 | ZR6615
|  | Jan. 29 | 6328 | ZR6328 |  |  | May. 1 | 6424 | ZR6424 |  |  | Aug. 4 | 6520 | ZR6520 |  |  | Nov. 7 | 6616 | ZR6616
|  | Jan. 30 | 6329 | ZR6329 |  |  | May. 2 | 6425 | ZR6425 |  |  | Aug. 5 | 6521 | ZR6521 |  |  | Nov. 8 | 6617 | ZR6617
|  | Jan. 31 | 6330 | ZR6330 |  |  | May. 3 | 6426 | ZR6426 |  |  | Aug. 6 | 6522 | ZR6522 |  |  | Nov. 9 | 6618 | ZR6618
|  | Feb. 1 | 6331 | ZR6331 |  |  | May. 4 | 6427 | ZR6427 |  |  | Aug. 7 | 6523 | ZR6523 |  |  | Nov. 10 | 6619 | ZR6619
|  | Feb. 2 | 6332 | ZR6332 |  |  | May. 5 | 6428 | ZR6428 |  |  | Aug. 8 | 6524 | ZR6524 |  |  | Nov. 11 | 6620 | ZR6620
|  | Feb. 3 | 6333 | ZR6333 |  |  | May. 6 | 6429 | ZR6429 |  |  | Aug. 9 | 6525 | ZR6525 |  |  | Nov. 12 | 6621 | ZR6621
|  | Feb. 4 | 6334 | ZR6334 |  |  | May. 7 | 6430 | ZR6430 |  |  | Aug. 10 | 6526 | ZR6526 |  |  | Nov. 13 | 6622 | ZR6622
|  | Feb. 5 | 6335 | ZR6335 |  |  | May. 8 | 6431 | ZR6431 |  |  | Aug. 11 | 6527 | ZR6527 |  |  | Nov. 14 | 6623 | ZR6623
|  | Feb. 6 | 6336 | ZR6336 |  |  | May. 9 | 6432 | ZR6432 |  |  | Aug. 12 | 6528 | ZR6528 |  |  | Nov. 15 | 6624 | ZR6624
|  | Feb. 7 | 6337 | ZR6337 |  |  | May. 10 | 6433 | ZR6433 |  |  | Aug. 13 | 6529 | ZR6529 |  |  | Nov. 16 | 6625 | ZR6625
|  | Feb. 8 | 6338 | ZR6338 |  |  | May. 11 | 6434 | ZR6434 |  |  | Aug. 14 | 6530 | ZR6530 |  |  | Nov. 17 | 6626 | ZR6626
|  | Feb. 9 | 6339 | ZR6339 |  |  | May. 12 | 6435 | ZR6435 |  |  | Aug. 15 | 6531 | ZR6531 |  |  | Nov. 18 | 6627 | ZR6627
|  | Feb. 10 | 6340 | ZR6340 |  |  | May. 13 | 6436 | ZR6436 |  |  | Aug. 16 | 6532 | ZR6532 |  |  | Nov. 19 | 6628 | ZR6628
|  | Feb. 11 | 6341 | ZR6341 |  |  | May. 14 | 6437 | ZR6437 |  |  | Aug. 17 | 6533 | ZR6533 |  |  | Nov. 20 | 6629 | ZR6629
|  | Feb. 12 | 6342 | ZR6342 |  |  | May. 15 | 6438 | ZR6438 |  |  | Aug. 18 | 6534 | ZR6534 |  |  | Nov. 21 | 6630 | ZR6630
|  | Feb. 13 | 6343 | ZR6343 |  |  | May. 16 | 6439 | ZR6439 |  |  | Aug. 19 | 6535 | ZR6535 |  |  | Nov. 22 | 6631 | ZR6631
|  | Feb. 14 | 6344 | ZR6344 |  |  | May. 17 | 6440 | ZR6440 |  |  | Aug. 20 | 6536 | ZR6536 |  |  | Nov. 23 | 6632 | ZR6632
|  | Feb. 15 | 6345 | ZR6345 |  |  | May. 18 | 6441 | ZR6441 |  |  | Aug. 21 | 6537 | ZR6537 |  |  | Nov. 24 | 6633 | ZR6633
|  | Feb. 16 | 6346 | ZR6346 |  |  | May. 19 | 6442 | ZR6442 |  |  | Aug. 22 | 6538 | ZR6538 |  |  | Nov. 25 | 6634 | ZR6634
|  | Feb. 17 | 6347 | ZR6347 |  |  | May. 20 | 6443 | ZR6443 |  |  | Aug. 23 | 6539 | ZR6539 |  |  | Nov. 26 | 6635 | ZR6635
|  | Feb. 18 | 6348 | ZR6348 |  |  | May. 21 | 6444 | ZR6444 |  |  | Aug. 24 | 6540 | ZR6540 |  |  | Nov. 27 | 6636 | ZR6636
|  | Feb. 19 | 6349 | ZR6349 |  |  | May. 22 | 6445 | ZR6445 |  |  | Aug. 25 | 6541 | ZR6541 |  |  | Nov. 28 | 6637 | ZR6637
|  | Feb. 20 | 6350 | ZR6350 |  |  | May. 23 | 6446 | ZR6446 |  |  | Aug. 26 | 6542 | ZR6542 |  |  | Nov. 29 | 6638 | ZR6638
|  | Feb. 21 | 6351 | ZR6351 |  |  | May. 24 | 6447 | ZR6447 |  |  | Aug. 27 | 6543 | ZR6543 |  |  | Nov. 30 | 6639 | ZR6639
|  | Feb. 22 | 6352 | ZR6352 |  |  | May. 25 | 6448 | ZR6448 |  |  | Aug. 28 | 6544 | ZR6544 |  |  | Not Used | 6640 | ZR6640
|  | Feb. 23 | 6353 | ZR6353 |  |  | May. 26 | 6449 | ZR6449 |  |  | Aug. 29 | 6545 | ZR6545 |  |  | Dec. 1 | 6641 | ZR6641
|  | Feb. 24 | 6354 | ZR6354 |  |  | May. 27 | 6450 | ZR6450 |  |  | Aug. 30 | 6546 | ZR6546 |  |  | Dec. 2 | 6642 | ZR6642
|  | Feb. 25 | 6355 | ZR6355 |  |  | May. 28 | 6451 | ZR6451 |  |  | Aug. 31 | 6547 | ZR6547 |  |  | Dec. 3 | 6643 | ZR6643
|  | Feb. 26 | 6356 | ZR6356 |  |  | May. 29 | 6452 | ZR6452 |  |  | Sep. 1 | 6548 | ZR6548 |  |  | Dec. 4 | 6644 | ZR6644
|  | Feb. 27 | 6357 | ZR6357 |  |  | May. 30 | 6453 | ZR6453 |  |  | Sep. 2 | 6549 | ZR6549 |  |  | Dec. 5 | 6645 | ZR6645
|  | Feb. 28 | 6358 | ZR6358 |  |  | May. 31 | 6454 | ZR6454 |  |  | Sep. 3 | 6550 | ZR6550 |  |  | Dec. 6 | 6646 | ZR6646
|  | Feb. 29 | 6359 | ZR6359 |  |  | Jun. 1 | 6455 | ZR6455 |  |  | Sep. 4 | 6551 | ZR6551 |  |  | Dec. 7 | 6647 | ZR6647
|  | Not Used | 6360 | ZR6360 |  |  | Jun. 2 | 6456 | ZR6456 |  |  | Sep. 5 | 6552 | ZR6552 |  |  | Dec. 8 | 6648 | ZR6648
|  | Not Used | 6361 | ZR6361 |  |  | Jun. 3 | 6457 | ZR6457 |  |  | Sep. 6 | 6553 | ZR6553 |  |  | Dec. 9 | 6649 | ZR6649
|  | Mar. 1 | 6362 | ZR6362 |  |  | Jun. 4 | 6458 | ZR6458 |  |  | Sep. 7 | 6554 | ZR6554 |  |  | Dec. 10 | 6650 | ZR6650
|  | Mar. 2 | 6363 | ZR6363 |  |  | Jun. 5 | 6459 | ZR6459 |  |  | Sep. 8 | 6555 | ZR6555 |  |  | Dec. 11 | 6651 | ZR6651
|  | Mar. 3 | 6364 | ZR6364 |  |  | Jun. 6 | 6460 | ZR6460 |  |  | Sep. 9 | 6556 | ZR6556 |  |  | Dec. 12 | 6652 | ZR6652
|  | Mar. 4 | 6365 | ZR6365 |  |  | Jun. 7 | 6461 | ZR6461 |  |  | Sep. 10 | 6557 | ZR6557 |  |  | Dec. 13 | 6653 | ZR6653
|  | Mar. 5 | 6366 | ZR6366 |  |  | Jun. 8 | 6462 | ZR6462 |  |  | Sep. 11 | 6558 | ZR6558 |  |  | Dec. 14 | 6654 | ZR6654
|  | Mar. 6 | 6367 | ZR6367 |  |  | Jun. 9 | 6463 | ZR6463 |  |  | Sep. 12 | 6559 | ZR6559 |  |  | Dec. 15 | 6655 | ZR6655
|  | Mar. 7 | 6368 | ZR6368 |  |  | Jun. 10 | 6464 | ZR6464 |  |  | Sep. 13 | 6560 | ZR6560 |  |  | Dec. 16 | 6656 | ZR6656
|  | Mar. 8 | 6369 | ZR6369 |  |  | Jun. 11 | 6465 | ZR6465 |  |  | Sep. 14 | 6561 | ZR6561 |  |  | Dec. 17 | 6657 | ZR6657
|  | Mar. 9 | 6370 | ZR6370 |  |  | Jun. 12 | 6466 | ZR6466 |  |  | Sep. 15 | 6562 | ZR6562 |  |  | Dec. 18 | 6658 | ZR6658
|  | Mar. 10 | 6371 | ZR6371 |  |  | Jun. 13 | 6467 | ZR6467 |  |  | Sep. 16 | 6563 | ZR6563 |  |  | Dec. 19 | 6659 | ZR6659
|  | Mar. 11 | 6372 | ZR6372 |  |  | Jun. 14 | 6468 | ZR6468 |  |  | Sep. 17 | 6564 | ZR6564 |  |  | Dec. 20 | 6660 | ZR6660
|  | Mar. 12 | 6373 | ZR6373 |  |  | Jun. 15 | 6469 | ZR6469 |  |  | Sep. 18 | 6565 | ZR6565 |  |  | Dec. 21 | 6661 | ZR6661
|  | Mar. 13 | 6374 | ZR6374 |  |  | Jun. 16 | 6470 | ZR6470 |  |  | Sep. 19 | 6566 | ZR6566 |  |  | Dec. 22 | 6662 | ZR6662
|  | Mar. 14 | 6375 | ZR6375 |  |  | Jun. 17 | 6471 | ZR6471 |  |  | Sep. 20 | 6567 | ZR6567 |  |  | Dec. 23 | 6663 | ZR6663
|  | Mar. 15 | 6376 | ZR6376 |  |  | Jun. 18 | 6472 | ZR6472 |  |  | Sep. 21 | 6568 | ZR6568 |  |  | Dec. 24 | 6664 | ZR6664
|  | Mar. 16 | 6377 | ZR6377 |  |  | Jun. 19 | 6473 | ZR6473 |  |  | Sep. 22 | 6569 | ZR6569 |  |  | Dec. 25 | 6665 | ZR6665
|  | Mar. 17 | 6378 | ZR6378 |  |  | Jun. 20 | 6474 | ZR6474 |  |  | Sep. 23 | 6570 | ZR6570 |  |  | Dec. 26 | 6666 | ZR6666
|  | Mar. 18 | 6379 | ZR6379 |  |  | Jun. 21 | 6475 | ZR6475 |  |  | Sep. 24 | 6571 | ZR6571 |  |  | Dec. 27 | 6667 | ZR6667
|  | Mar. 19 | 6380 | ZR6380 |  |  | Jun. 22 | 6476 | ZR6476 |  |  | Sep. 25 | 6572 | ZR6572 |  |  | Dec. 28 | 6668 | ZR6668
|  | Mar. 20 | 6381 | ZR6381 |  |  | Jun. 23 | 6477 | ZR6477 |  |  | Sep. 26 | 6573 | ZR6573 |  |  | Dec. 29 | 6669 | ZR6669
|  | Mar. 21 | 6382 | ZR6382 |  |  | Jun. 24 | 6478 | ZR6478 |  |  | Sep. 27 | 6574 | ZR6574 |  |  | Dec. 30 | 6670 | ZR6670
|  | Mar. 22 | 6383 | ZR6383 |  |  | Jun. 25 | 6479 | ZR6479 |  |  | Sep. 28 | 6575 | ZR6575 |  |  | Dec. 31 | 6671 | ZR6671
|  | Mar. 23 | 6384 | ZR6384 |  |  | Jun. 26 | 6480 | ZR6480 |  |  | Sep. 29 | 6576 | ZR6576
|  | Mar. 24 | 6385 | ZR6385 |  |  | Jun. 27 | 6481 | ZR6481 |  |  | Sep. 30 | 6577 | ZR6577 |  |  | Year | 6680 | ZR6680
|  | Mar. 25 | 6386 | ZR6386 |  |  | Jun. 28 | 6482 | ZR6482 |  |  | Not Used | 6578 | ZR6578 |  |  | Month | 6681 | ZR6681
|  | Mar. 26 | 6387 | ZR6387 |  |  | Jun. 29 | 6483 | ZR6483 |  |  | Oct. 1 | 6579 | ZR6579 |  |  | Date | 6682 | ZR6682
|  | Mar. 27 | 6388 | ZR6388 |  |  | Jun. 30 | 6484 | ZR6484 |  |  | Oct. 2 | 6580 | ZR6580 |  |  | Hour | 6683 | ZR6683
|  | Mar. 28 | 6389 | ZR6389 |  |  | Not Used | 6485 | ZR6485 |  |  | Oct. 3 | 6581 | ZR6581 |  |  | Minute | 6684 | ZR6684
|  | Mar. 29 | 6390 | ZR6390 |  |  | Jul. 1 | 6486 | ZR6486 |  |  | Oct. 4 | 6582 | ZR6582 |  |  | Second | 6685 | ZR6685
|  | Mar. 30 | 6391 | ZR6391 |  |  | Jul. 2 | 6487 | ZR6487 |  |  | Oct. 5 | 6583 | ZR6583 |  |  | Day of Week | 6686 | ZR6686
|  | Mar. 31 | 6392 | ZR6392 |  |  | Jul. 3 | 6488 | ZR6488 |  |  | Oct. 6 | 6584 | ZR6584
|  | Apr. 1 | 6393 | ZR6393 |  |  | Jul. 4 | 6489 | ZR6489 |  |  | Oct. 7 | 6585 | ZR6585
|  | Apr. 2 | 6394 | ZR6394 |  |  | Jul. 5 | 6490 | ZR6490 |  |  | Oct. 8 | 6586 | ZR6586
|  | Apr. 3 | 6395 | ZR6395 |  |  | Jul. 6 | 6491 | ZR6491 |  |  | Oct. 9 | 6587 | ZR6587

## GraphDataTable_CH1_Ior（Old）
2.5 Data Table CH1 Ior (Past)
CH1 Ior |  | 4000 |  |  | CH1 Ior |  | 4000 |  |  | CH1 Ior |  | 4000 |  |  | CH1 Ior |  | 4000
|  | NOW |  | 1Hour_GraphDataTable |  |  | NOW |  | 1Hour_GraphDataTable |  |  | NOW |  | 1Hour_GraphDataTable |  |  | NOW |  | 1Hour_GraphDataTable | NOW |  | 1Year_GraphDataTable | NOW |  | 1Year_GraphDataTable | NOW |  | 1Year_GraphDataTable | NOW |  | 1Year_GraphDataTable
|  | 0:00 | 4000 | ZR4000 |  |  | 0:00 | 4000 | ZR4000 |  |  | 0:00 | 4000 | ZR4000 |  |  | 0:00 | 4000 | ZR4000 | 2011-01-01 | #REF! | #REF! | 2011-01-01 | #REF! | #REF! | 2011-01-01 | #REF! | #REF! | 2011-01-01 | #REF! | #REF!
|  | 0:00 | 4001 | ZR4001 |  |  | 0:00 | 4001 | ZR4001 |  |  | 0:00 | 4001 | ZR4001 |  |  | 0:00 | 4001 | ZR4001 | 2011-01-02 | #REF! | #REF! | 2011-01-02 | #REF! | #REF! | 2011-01-02 | #REF! | #REF! | 2011-01-02 | #REF! | #REF!
|  | 0:00 | 4002 | ZR4002 |  |  | 0:00 | 4002 | ZR4002 |  |  | 0:00 | 4002 | ZR4002 |  |  | 0:00 | 4002 | ZR4002 | 2011-01-03 | #REF! | #REF! | 2011-01-03 | #REF! | #REF! | 2011-01-03 | #REF! | #REF! | 2011-01-03 | #REF! | #REF!
|  | 0:00 | 4003 | ZR4003 |  |  | 0:00 | 4003 | ZR4003 |  |  | 0:00 | 4003 | ZR4003 |  |  | 0:00 | 4003 | ZR4003 | 2011-01-04 | #REF! | #REF! | 2011-01-04 | #REF! | #REF! | 2011-01-04 | #REF! | #REF! | 2011-01-04 | #REF! | #REF!
|  | 0:01 | 4004 | ZR4004 |  |  | 0:01 | 4004 | ZR4004 |  |  | 0:01 | 4004 | ZR4004 |  |  | 0:01 | 4004 | ZR4004 | 2011-01-05 | #REF! | #REF! | 2011-01-05 | #REF! | #REF! | 2011-01-05 | #REF! | #REF! | 2011-01-05 | #REF! | #REF!
|  | 0:01 | 4005 | ZR4005 |  |  | 0:01 | 4005 | ZR4005 |  |  | 0:01 | 4005 | ZR4005 |  |  | 0:01 | 4005 | ZR4005 | 2011-01-06 | #REF! | #REF! | 2011-01-06 | #REF! | #REF! | 2011-01-06 | #REF! | #REF! | 2011-01-06 | #REF! | #REF!
|  | 0:01 | 4006 | ZR4006 |  |  | 0:01 | 4006 | ZR4006 |  |  | 0:01 | 4006 | ZR4006 |  |  | 0:01 | 4006 | ZR4006 | 2011-01-07 | #REF! | #REF! | 2011-01-07 | #REF! | #REF! | 2011-01-07 | #REF! | #REF! | 2011-01-07 | #REF! | #REF!
|  | 0:01 | 4007 | ZR4007 |  |  | 0:01 | 4007 | ZR4007 |  |  | 0:01 | 4007 | ZR4007 |  |  | 0:01 | 4007 | ZR4007 | 2011-01-08 | #REF! | #REF! | 2011-01-08 | #REF! | #REF! | 2011-01-08 | #REF! | #REF! | 2011-01-08 | #REF! | #REF!
|  | 0:01 | 4008 | ZR4008 |  |  | 0:01 | 4008 | ZR4008 |  |  | 0:01 | 4008 | ZR4008 |  |  | 0:01 | 4008 | ZR4008 | 2011-01-09 | #REF! | #REF! | 2011-01-09 | #REF! | #REF! | 2011-01-09 | #REF! | #REF! | 2011-01-09 | #REF! | #REF!
|  | 0:02 | 4009 | ZR4009 |  |  | 0:02 | 4009 | ZR4009 |  |  | 0:02 | 4009 | ZR4009 |  |  | 0:02 | 4009 | ZR4009 | 2011-01-10 | #REF! | #REF! | 2011-01-10 | #REF! | #REF! | 2011-01-10 | #REF! | #REF! | 2011-01-10 | #REF! | #REF!
|  | 0:02 | 4010 | ZR4010 |  |  | 0:02 | 4010 | ZR4010 |  |  | 0:02 | 4010 | ZR4010 |  |  | 0:02 | 4010 | ZR4010 | 2011-01-11 | #REF! | #REF! | 2011-01-11 | #REF! | #REF! | 2011-01-11 | #REF! | #REF! | 2011-01-11 | #REF! | #REF!
|  | 0:02 | 4011 | ZR4011 |  |  | 0:02 | 4011 | ZR4011 |  |  | 0:02 | 4011 | ZR4011 |  |  | 0:02 | 4011 | ZR4011 | 2011-01-12 | #REF! | #REF! | 2011-01-12 | #REF! | #REF! | 2011-01-12 | #REF! | #REF! | 2011-01-12 | #REF! | #REF!
|  | 0:02 | 4012 | ZR4012 |  |  | 0:02 | 4012 | ZR4012 |  |  | 0:02 | 4012 | ZR4012 |  |  | 0:02 | 4012 | ZR4012 | 2011-01-13 | #REF! | #REF! | 2011-01-13 | #REF! | #REF! | 2011-01-13 | #REF! | #REF! | 2011-01-13 | #REF! | #REF!
|  | 0:02 | 4013 | ZR4013 |  |  | 0:02 | 4013 | ZR4013 |  |  | 0:02 | 4013 | ZR4013 |  |  | 0:02 | 4013 | ZR4013 | 2011-01-14 | #REF! | #REF! | 2011-01-14 | #REF! | #REF! | 2011-01-14 | #REF! | #REF! | 2011-01-14 | #REF! | #REF!
|  | 0:02 | 4014 | ZR4014 |  |  | 0:02 | 4014 | ZR4014 |  |  | 0:02 | 4014 | ZR4014 |  |  | 0:02 | 4014 | ZR4014 | 2011-01-15 | #REF! | #REF! | 2011-01-15 | #REF! | #REF! | 2011-01-15 | #REF! | #REF! | 2011-01-15 | #REF! | #REF!
|  | 0:02 | 4015 | ZR4015 |  |  | 0:02 | 4015 | ZR4015 |  |  | 0:02 | 4015 | ZR4015 |  |  | 0:02 | 4015 | ZR4015 | 2011-01-16 | #REF! | #REF! | 2011-01-16 | #REF! | #REF! | 2011-01-16 | #REF! | #REF! | 2011-01-16 | #REF! | #REF!
|  | 0:03 | 4016 | ZR4016 |  |  | 0:03 | 4016 | ZR4016 |  |  | 0:03 | 4016 | ZR4016 |  |  | 0:03 | 4016 | ZR4016 | 2011-01-17 | #REF! | #REF! | 2011-01-17 | #REF! | #REF! | 2011-01-17 | #REF! | #REF! | 2011-01-17 | #REF! | #REF!
|  | 0:03 | 4017 | ZR4017 |  |  | 0:03 | 4017 | ZR4017 |  |  | 0:03 | 4017 | ZR4017 |  |  | 0:03 | 4017 | ZR4017 | 2011-01-18 | #REF! | #REF! | 2011-01-18 | #REF! | #REF! | 2011-01-18 | #REF! | #REF! | 2011-01-18 | #REF! | #REF!
|  | 0:03 | 4018 | ZR4018 |  |  | 0:03 | 4018 | ZR4018 |  |  | 0:03 | 4018 | ZR4018 |  |  | 0:03 | 4018 | ZR4018 | 2011-01-19 | #REF! | #REF! | 2011-01-19 | #REF! | #REF! | 2011-01-19 | #REF! | #REF! | 2011-01-19 | #REF! | #REF!
|  | 0:03 | 4019 | ZR4019 |  |  | 0:03 | 4019 | ZR4019 |  |  | 0:03 | 4019 | ZR4019 |  |  | 0:03 | 4019 | ZR4019 | 2011-01-20 | #REF! | #REF! | 2011-01-20 | #REF! | #REF! | 2011-01-20 | #REF! | #REF! | 2011-01-20 | #REF! | #REF!
|  | 0:03 | 4020 | ZR4020 |  |  | 0:03 | 4020 | ZR4020 |  |  | 0:03 | 4020 | ZR4020 |  |  | 0:03 | 4020 | ZR4020 | 2011-01-21 | #REF! | #REF! | 2011-01-21 | #REF! | #REF! | 2011-01-21 | #REF! | #REF! | 2011-01-21 | #REF! | #REF!
|  | 0:04 | 4021 | ZR4021 |  |  | 0:04 | 4021 | ZR4021 |  |  | 0:04 | 4021 | ZR4021 |  |  | 0:04 | 4021 | ZR4021 | 2011-01-22 | #REF! | #REF! | 2011-01-22 | #REF! | #REF! | 2011-01-22 | #REF! | #REF! | 2011-01-22 | #REF! | #REF!
|  | 0:04 | 4022 | ZR4022 |  |  | 0:04 | 4022 | ZR4022 |  |  | 0:04 | 4022 | ZR4022 |  |  | 0:04 | 4022 | ZR4022 | 2011-01-23 | #REF! | #REF! | 2011-01-23 | #REF! | #REF! | 2011-01-23 | #REF! | #REF! | 2011-01-23 | #REF! | #REF!
|  | 0:04 | 4023 | ZR4023 |  |  | 0:04 | 4023 | ZR4023 |  |  | 0:04 | 4023 | ZR4023 |  |  | 0:04 | 4023 | ZR4023 | 2011-01-24 | #REF! | #REF! | 2011-01-24 | #REF! | #REF! | 2011-01-24 | #REF! | #REF! | 2011-01-24 | #REF! | #REF!
|  | 0:04 | 4024 | ZR4024 |  |  | 0:04 | 4024 | ZR4024 |  |  | 0:04 | 4024 | ZR4024 |  |  | 0:04 | 4024 | ZR4024 | 2011-01-25 | #REF! | #REF! | 2011-01-25 | #REF! | #REF! | 2011-01-25 | #REF! | #REF! | 2011-01-25 | #REF! | #REF!
|  | 0:04 | 4025 | ZR4025 |  |  | 0:04 | 4025 | ZR4025 |  |  | 0:04 | 4025 | ZR4025 |  |  | 0:04 | 4025 | ZR4025 | 2011-01-26 | #REF! | #REF! | 2011-01-26 | #REF! | #REF! | 2011-01-26 | #REF! | #REF! | 2011-01-26 | #REF! | #REF!
|  | 0:04 | 4026 | ZR4026 |  |  | 0:04 | 4026 | ZR4026 |  |  | 0:04 | 4026 | ZR4026 |  |  | 0:04 | 4026 | ZR4026 | 2011-01-27 | #REF! | #REF! | 2011-01-27 | #REF! | #REF! | 2011-01-27 | #REF! | #REF! | 2011-01-27 | #REF! | #REF!
|  | 0:04 | 4027 | ZR4027 |  |  | 0:04 | 4027 | ZR4027 |  |  | 0:04 | 4027 | ZR4027 |  |  | 0:04 | 4027 | ZR4027 | 2011-01-28 | #REF! | #REF! | 2011-01-28 | #REF! | #REF! | 2011-01-28 | #REF! | #REF! | 2011-01-28 | #REF! | #REF!
|  | 0:05 | 4028 | ZR4028 |  |  | 0:05 | 4028 | ZR4028 |  |  | 0:05 | 4028 | ZR4028 |  |  | 0:05 | 4028 | ZR4028 | 2011-01-29 | #REF! | #REF! | 2011-01-29 | #REF! | #REF! | 2011-01-29 | #REF! | #REF! | 2011-01-29 | #REF! | #REF!
|  | 0:05 | 4029 | ZR4029 |  |  | 0:05 | 4029 | ZR4029 |  |  | 0:05 | 4029 | ZR4029 |  |  | 0:05 | 4029 | ZR4029 | 2011-01-30 | #REF! | #REF! | 2011-01-30 | #REF! | #REF! | 2011-01-30 | #REF! | #REF! | 2011-01-30 | #REF! | #REF!
|  | 0:05 | 4030 | ZR4030 |  |  | 0:05 | 4030 | ZR4030 |  |  | 0:05 | 4030 | ZR4030 |  |  | 0:05 | 4030 | ZR4030 | 2011-01-31 | #REF! | #REF! | 2011-01-31 | #REF! | #REF! | 2011-01-31 | #REF! | #REF! | 2011-01-31 | #REF! | #REF!
|  | 0:05 | 4031 | ZR4031 |  |  | 0:05 | 4031 | ZR4031 |  |  | 0:05 | 4031 | ZR4031 |  |  | 0:05 | 4031 | ZR4031 | 2011-02-01 | #REF! | #REF! | 2011-02-01 | #REF! | #REF! | 2011-02-01 | #REF! | #REF! | 2011-02-01 | #REF! | #REF!
|  | 0:05 | 4032 | ZR4032 |  |  | 0:05 | 4032 | ZR4032 |  |  | 0:05 | 4032 | ZR4032 |  |  | 0:05 | 4032 | ZR4032 | 2011-02-02 | #REF! | #REF! | 2011-02-02 | #REF! | #REF! | 2011-02-02 | #REF! | #REF! | 2011-02-02 | #REF! | #REF!
|  | 0:05 | 4033 | ZR4033 |  |  | 0:05 | 4033 | ZR4033 |  |  | 0:05 | 4033 | ZR4033 |  |  | 0:05 | 4033 | ZR4033 | 2011-02-03 | #REF! | #REF! | 2011-02-03 | #REF! | #REF! | 2011-02-03 | #REF! | #REF! | 2011-02-03 | #REF! | #REF!
|  | 0:06 | 4034 | ZR4034 |  |  | 0:06 | 4034 | ZR4034 |  |  | 0:06 | 4034 | ZR4034 |  |  | 0:06 | 4034 | ZR4034 | 2011-02-04 | #REF! | #REF! | 2011-02-04 | #REF! | #REF! | 2011-02-04 | #REF! | #REF! | 2011-02-04 | #REF! | #REF!
|  | 0:06 | 4035 | ZR4035 |  |  | 0:06 | 4035 | ZR4035 |  |  | 0:06 | 4035 | ZR4035 |  |  | 0:06 | 4035 | ZR4035 | 2011-02-05 | #REF! | #REF! | 2011-02-05 | #REF! | #REF! | 2011-02-05 | #REF! | #REF! | 2011-02-05 | #REF! | #REF!
|  | 0:06 | 4036 | ZR4036 |  |  | 0:06 | 4036 | ZR4036 |  |  | 0:06 | 4036 | ZR4036 |  |  | 0:06 | 4036 | ZR4036 | 2011-02-06 | #REF! | #REF! | 2011-02-06 | #REF! | #REF! | 2011-02-06 | #REF! | #REF! | 2011-02-06 | #REF! | #REF!
|  | 0:06 | 4037 | ZR4037 |  |  | 0:06 | 4037 | ZR4037 |  |  | 0:06 | 4037 | ZR4037 |  |  | 0:06 | 4037 | ZR4037 | 2011-02-07 | #REF! | #REF! | 2011-02-07 | #REF! | #REF! | 2011-02-07 | #REF! | #REF! | 2011-02-07 | #REF! | #REF!
|  | 0:06 | 4038 | ZR4038 |  |  | 0:06 | 4038 | ZR4038 |  |  | 0:06 | 4038 | ZR4038 |  |  | 0:06 | 4038 | ZR4038 | 2011-02-08 | #REF! | #REF! | 2011-02-08 | #REF! | #REF! | 2011-02-08 | #REF! | #REF! | 2011-02-08 | #REF! | #REF!
|  | 0:07 | 4039 | ZR4039 |  |  | 0:07 | 4039 | ZR4039 |  |  | 0:07 | 4039 | ZR4039 |  |  | 0:07 | 4039 | ZR4039 | 2011-02-09 | #REF! | #REF! | 2011-02-09 | #REF! | #REF! | 2011-02-09 | #REF! | #REF! | 2011-02-09 | #REF! | #REF!
|  | 0:07 | 4040 | ZR4040 |  |  | 0:07 | 4040 | ZR4040 |  |  | 0:07 | 4040 | ZR4040 |  |  | 0:07 | 4040 | ZR4040 | 2011-02-10 | #REF! | #REF! | 2011-02-10 | #REF! | #REF! | 2011-02-10 | #REF! | #REF! | 2011-02-10 | #REF! | #REF!
|  | 0:07 | 4041 | ZR4041 |  |  | 0:07 | 4041 | ZR4041 |  |  | 0:07 | 4041 | ZR4041 |  |  | 0:07 | 4041 | ZR4041 | 2011-02-11 | #REF! | #REF! | 2011-02-11 | #REF! | #REF! | 2011-02-11 | #REF! | #REF! | 2011-02-11 | #REF! | #REF!
|  | 0:07 | 4042 | ZR4042 |  |  | 0:07 | 4042 | ZR4042 |  |  | 0:07 | 4042 | ZR4042 |  |  | 0:07 | 4042 | ZR4042 | 2011-02-12 | #REF! | #REF! | 2011-02-12 | #REF! | #REF! | 2011-02-12 | #REF! | #REF! | 2011-02-12 | #REF! | #REF!
|  | 0:07 | 4043 | ZR4043 |  |  | 0:07 | 4043 | ZR4043 |  |  | 0:07 | 4043 | ZR4043 |  |  | 0:07 | 4043 | ZR4043 | 2011-02-13 | #REF! | #REF! | 2011-02-13 | #REF! | #REF! | 2011-02-13 | #REF! | #REF! | 2011-02-13 | #REF! | #REF!
|  | 0:07 | 4044 | ZR4044 |  |  | 0:07 | 4044 | ZR4044 |  |  | 0:07 | 4044 | ZR4044 |  |  | 0:07 | 4044 | ZR4044 | 2011-02-14 | #REF! | #REF! | 2011-02-14 | #REF! | #REF! | 2011-02-14 | #REF! | #REF! | 2011-02-14 | #REF! | #REF!
|  | 0:07 | 4045 | ZR4045 |  |  | 0:07 | 4045 | ZR4045 |  |  | 0:07 | 4045 | ZR4045 |  |  | 0:07 | 4045 | ZR4045 | 2011-02-15 | #REF! | #REF! | 2011-02-15 | #REF! | #REF! | 2011-02-15 | #REF! | #REF! | 2011-02-15 | #REF! | #REF!
|  | 0:08 | 4046 | ZR4046 |  |  | 0:08 | 4046 | ZR4046 |  |  | 0:08 | 4046 | ZR4046 |  |  | 0:08 | 4046 | ZR4046 | 2011-02-16 | #REF! | #REF! | 2011-02-16 | #REF! | #REF! | 2011-02-16 | #REF! | #REF! | 2011-02-16 | #REF! | #REF!
|  | 0:08 | 4047 | ZR4047 |  |  | 0:08 | 4047 | ZR4047 |  |  | 0:08 | 4047 | ZR4047 |  |  | 0:08 | 4047 | ZR4047 | 2011-02-17 | #REF! | #REF! | 2011-02-17 | #REF! | #REF! | 2011-02-17 | #REF! | #REF! | 2011-02-17 | #REF! | #REF!
|  | 0:08 | 4048 | ZR4048 |  |  | 0:08 | 4048 | ZR4048 |  |  | 0:08 | 4048 | ZR4048 |  |  | 0:08 | 4048 | ZR4048 | 2011-02-18 | #REF! | #REF! | 2011-02-18 | #REF! | #REF! | 2011-02-18 | #REF! | #REF! | 2011-02-18 | #REF! | #REF!
|  | 0:08 | 4049 | ZR4049 |  |  | 0:08 | 4049 | ZR4049 |  |  | 0:08 | 4049 | ZR4049 |  |  | 0:08 | 4049 | ZR4049 | 2011-02-19 | #REF! | #REF! | 2011-02-19 | #REF! | #REF! | 2011-02-19 | #REF! | #REF! | 2011-02-19 | #REF! | #REF!
|  | 0:08 | 4050 | ZR4050 |  |  | 0:08 | 4050 | ZR4050 |  |  | 0:08 | 4050 | ZR4050 |  |  | 0:08 | 4050 | ZR4050 | 2011-02-20 | #REF! | #REF! | 2011-02-20 | #REF! | #REF! | 2011-02-20 | #REF! | #REF! | 2011-02-20 | #REF! | #REF!
|  | 0:09 | 4051 | ZR4051 |  |  | 0:09 | 4051 | ZR4051 |  |  | 0:09 | 4051 | ZR4051 |  |  | 0:09 | 4051 | ZR4051 | 2011-02-21 | #REF! | #REF! | 2011-02-21 | #REF! | #REF! | 2011-02-21 | #REF! | #REF! | 2011-02-21 | #REF! | #REF!
|  | 0:09 | 4052 | ZR4052 |  |  | 0:09 | 4052 | ZR4052 |  |  | 0:09 | 4052 | ZR4052 |  |  | 0:09 | 4052 | ZR4052 | 2011-02-22 | #REF! | #REF! | 2011-02-22 | #REF! | #REF! | 2011-02-22 | #REF! | #REF! | 2011-02-22 | #REF! | #REF!
|  | 0:09 | 4053 | ZR4053 |  |  | 0:09 | 4053 | ZR4053 |  |  | 0:09 | 4053 | ZR4053 |  |  | 0:09 | 4053 | ZR4053 | 2011-02-23 | #REF! | #REF! | 2011-02-23 | #REF! | #REF! | 2011-02-23 | #REF! | #REF! | 2011-02-23 | #REF! | #REF!
|  | 0:09 | 4054 | ZR4054 |  |  | 0:09 | 4054 | ZR4054 |  |  | 0:09 | 4054 | ZR4054 |  |  | 0:09 | 4054 | ZR4054 | 2011-02-24 | #REF! | #REF! | 2011-02-24 | #REF! | #REF! | 2011-02-24 | #REF! | #REF! | 2011-02-24 | #REF! | #REF!
|  | 0:09 | 4055 | ZR4055 |  |  | 0:09 | 4055 | ZR4055 |  |  | 0:09 | 4055 | ZR4055 |  |  | 0:09 | 4055 | ZR4055 | 2011-02-25 | #REF! | #REF! | 2011-02-25 | #REF! | #REF! | 2011-02-25 | #REF! | #REF! | 2011-02-25 | #REF! | #REF!
|  | 0:09 | 4056 | ZR4056 |  |  | 0:09 | 4056 | ZR4056 |  |  | 0:09 | 4056 | ZR4056 |  |  | 0:09 | 4056 | ZR4056 | 2011-02-26 | #REF! | #REF! | 2011-02-26 | #REF! | #REF! | 2011-02-26 | #REF! | #REF! | 2011-02-26 | #REF! | #REF!
|  | 0:09 | 4057 | ZR4057 |  |  | 0:09 | 4057 | ZR4057 |  |  | 0:09 | 4057 | ZR4057 |  |  | 0:09 | 4057 | ZR4057 | 2011-02-27 | #REF! | #REF! | 2011-02-27 | #REF! | #REF! | 2011-02-27 | #REF! | #REF! | 2011-02-27 | #REF! | #REF!
|  | 0:10 | 4058 | ZR4058 |  |  | 0:10 | 4058 | ZR4058 |  |  | 0:10 | 4058 | ZR4058 |  |  | 0:10 | 4058 | ZR4058 | 2011-02-28 | #REF! | #REF! | 2011-02-28 | #REF! | #REF! | 2011-02-28 | #REF! | #REF! | 2011-02-28 | #REF! | #REF!
|  | 0:10 | 4059 | ZR4059 |  |  | 0:10 | 4059 | ZR4059 |  |  | 0:10 | 4059 | ZR4059 |  |  | 0:10 | 4059 | ZR4059 | 2月29日 | #REF! | #REF! | 2月29日 | #REF! | #REF! | 2月29日 | #REF! | #REF! | 2月29日 | #REF! | #REF!
|  | 0:10 | 4060 | ZR4060 |  |  | 0:10 | 4060 | ZR4060 |  |  | 0:10 | 4060 | ZR4060 |  |  | 0:10 | 4060 | ZR4060 |  | #REF! | #REF! |  | #REF! | #REF! |  | #REF! | #REF! |  | #REF! | #REF!
|  | 0:10 | 4061 | ZR4061 |  |  | 0:10 | 4061 | ZR4061 |  |  | 0:10 | 4061 | ZR4061 |  |  | 0:10 | 4061 | ZR4061 |  | #REF! | #REF! |  | #REF! | #REF! |  | #REF! | #REF! |  | #REF! | #REF!
|  | 0:10 | 4062 | ZR4062 |  |  | 0:10 | 4062 | ZR4062 |  |  | 0:10 | 4062 | ZR4062 |  |  | 0:10 | 4062 | ZR4062 | 2011-03-01 | #REF! | #REF! | 2011-03-01 | #REF! | #REF! | 2011-03-01 | #REF! | #REF! | 2011-03-01 | #REF! | #REF!
|  | 0:11 | 4063 | ZR4063 |  |  | 0:11 | 4063 | ZR4063 |  |  | 0:11 | 4063 | ZR4063 |  |  | 0:11 | 4063 | ZR4063 | 2011-03-02 | #REF! | #REF! | 2011-03-02 | #REF! | #REF! | 2011-03-02 | #REF! | #REF! | 2011-03-02 | #REF! | #REF!
|  | 0:11 | 4064 | ZR4064 |  |  | 0:11 | 4064 | ZR4064 |  |  | 0:11 | 4064 | ZR4064 |  |  | 0:11 | 4064 | ZR4064 | 2011-03-03 | #REF! | #REF! | 2011-03-03 | #REF! | #REF! | 2011-03-03 | #REF! | #REF! | 2011-03-03 | #REF! | #REF!
|  | 0:11 | 4065 | ZR4065 |  |  | 0:11 | 4065 | ZR4065 |  |  | 0:11 | 4065 | ZR4065 |  |  | 0:11 | 4065 | ZR4065 | 2011-03-04 | #REF! | #REF! | 2011-03-04 | #REF! | #REF! | 2011-03-04 | #REF! | #REF! | 2011-03-04 | #REF! | #REF!
|  | 0:11 | 4066 | ZR4066 |  |  | 0:11 | 4066 | ZR4066 |  |  | 0:11 | 4066 | ZR4066 |  |  | 0:11 | 4066 | ZR4066 | 2011-03-05 | #REF! | #REF! | 2011-03-05 | #REF! | #REF! | 2011-03-05 | #REF! | #REF! | 2011-03-05 | #REF! | #REF!
|  | 0:11 | 4067 | ZR4067 |  |  | 0:11 | 4067 | ZR4067 |  |  | 0:11 | 4067 | ZR4067 |  |  | 0:11 | 4067 | ZR4067 | 2011-03-06 | #REF! | #REF! | 2011-03-06 | #REF! | #REF! | 2011-03-06 | #REF! | #REF! | 2011-03-06 | #REF! | #REF!
|  | 0:11 | 4068 | ZR4068 |  |  | 0:11 | 4068 | ZR4068 |  |  | 0:11 | 4068 | ZR4068 |  |  | 0:11 | 4068 | ZR4068 | 2011-03-07 | #REF! | #REF! | 2011-03-07 | #REF! | #REF! | 2011-03-07 | #REF! | #REF! | 2011-03-07 | #REF! | #REF!
|  | 0:12 | 4069 | ZR4069 |  |  | 0:12 | 4069 | ZR4069 |  |  | 0:12 | 4069 | ZR4069 |  |  | 0:12 | 4069 | ZR4069 | 2011-03-08 | #REF! | #REF! | 2011-03-08 | #REF! | #REF! | 2011-03-08 | #REF! | #REF! | 2011-03-08 | #REF! | #REF!
|  | 0:12 | 4070 | ZR4070 |  |  | 0:12 | 4070 | ZR4070 |  |  | 0:12 | 4070 | ZR4070 |  |  | 0:12 | 4070 | ZR4070 | 2011-03-09 | #REF! | #REF! | 2011-03-09 | #REF! | #REF! | 2011-03-09 | #REF! | #REF! | 2011-03-09 | #REF! | #REF!
|  | 0:12 | 4071 | ZR4071 |  |  | 0:12 | 4071 | ZR4071 |  |  | 0:12 | 4071 | ZR4071 |  |  | 0:12 | 4071 | ZR4071 | 2011-03-10 | #REF! | #REF! | 2011-03-10 | #REF! | #REF! | 2011-03-10 | #REF! | #REF! | 2011-03-10 | #REF! | #REF!
|  | 0:12 | 4072 | ZR4072 |  |  | 0:12 | 4072 | ZR4072 |  |  | 0:12 | 4072 | ZR4072 |  |  | 0:12 | 4072 | ZR4072 | 2011-03-11 | #REF! | #REF! | 2011-03-11 | #REF! | #REF! | 2011-03-11 | #REF! | #REF! | 2011-03-11 | #REF! | #REF!
|  | 0:12 | 4073 | ZR4073 |  |  | 0:12 | 4073 | ZR4073 |  |  | 0:12 | 4073 | ZR4073 |  |  | 0:12 | 4073 | ZR4073 | 2011-03-12 | #REF! | #REF! | 2011-03-12 | #REF! | #REF! | 2011-03-12 | #REF! | #REF! | 2011-03-12 | #REF! | #REF!
|  | 0:12 | 4074 | ZR4074 |  |  | 0:12 | 4074 | ZR4074 |  |  | 0:12 | 4074 | ZR4074 |  |  | 0:12 | 4074 | ZR4074 | 2011-03-13 | #REF! | #REF! | 2011-03-13 | #REF! | #REF! | 2011-03-13 | #REF! | #REF! | 2011-03-13 | #REF! | #REF!
|  | 0:12 | 4075 | ZR4075 |  |  | 0:12 | 4075 | ZR4075 |  |  | 0:12 | 4075 | ZR4075 |  |  | 0:12 | 4075 | ZR4075 | 2011-03-14 | #REF! | #REF! | 2011-03-14 | #REF! | #REF! | 2011-03-14 | #REF! | #REF! | 2011-03-14 | #REF! | #REF!
|  | 0:13 | 4076 | ZR4076 |  |  | 0:13 | 4076 | ZR4076 |  |  | 0:13 | 4076 | ZR4076 |  |  | 0:13 | 4076 | ZR4076 | 2011-03-15 | #REF! | #REF! | 2011-03-15 | #REF! | #REF! | 2011-03-15 | #REF! | #REF! | 2011-03-15 | #REF! | #REF!
|  | 0:13 | 4077 | ZR4077 |  |  | 0:13 | 4077 | ZR4077 |  |  | 0:13 | 4077 | ZR4077 |  |  | 0:13 | 4077 | ZR4077 | 2011-03-16 | #REF! | #REF! | 2011-03-16 | #REF! | #REF! | 2011-03-16 | #REF! | #REF! | 2011-03-16 | #REF! | #REF!
|  | 0:13 | 4078 | ZR4078 |  |  | 0:13 | 4078 | ZR4078 |  |  | 0:13 | 4078 | ZR4078 |  |  | 0:13 | 4078 | ZR4078 | 2011-03-17 | #REF! | #REF! | 2011-03-17 | #REF! | #REF! | 2011-03-17 | #REF! | #REF! | 2011-03-17 | #REF! | #REF!
|  | 0:13 | 4079 | ZR4079 |  |  | 0:13 | 4079 | ZR4079 |  |  | 0:13 | 4079 | ZR4079 |  |  | 0:13 | 4079 | ZR4079 | 2011-03-18 | #REF! | #REF! | 2011-03-18 | #REF! | #REF! | 2011-03-18 | #REF! | #REF! | 2011-03-18 | #REF! | #REF!
|  | 0:13 | 4080 | ZR4080 |  |  | 0:13 | 4080 | ZR4080 |  |  | 0:13 | 4080 | ZR4080 |  |  | 0:13 | 4080 | ZR4080 | 2011-03-19 | #REF! | #REF! | 2011-03-19 | #REF! | #REF! | 2011-03-19 | #REF! | #REF! | 2011-03-19 | #REF! | #REF!
|  | 0:14 | 4081 | ZR4081 |  |  | 0:14 | 4081 | ZR4081 |  |  | 0:14 | 4081 | ZR4081 |  |  | 0:14 | 4081 | ZR4081 | 2011-03-20 | #REF! | #REF! | 2011-03-20 | #REF! | #REF! | 2011-03-20 | #REF! | #REF! | 2011-03-20 | #REF! | #REF!
|  | 0:14 | 4082 | ZR4082 |  |  | 0:14 | 4082 | ZR4082 |  |  | 0:14 | 4082 | ZR4082 |  |  | 0:14 | 4082 | ZR4082 | 2011-03-21 | #REF! | #REF! | 2011-03-21 | #REF! | #REF! | 2011-03-21 | #REF! | #REF! | 2011-03-21 | #REF! | #REF!
|  | 0:14 | 4083 | ZR4083 |  |  | 0:14 | 4083 | ZR4083 |  |  | 0:14 | 4083 | ZR4083 |  |  | 0:14 | 4083 | ZR4083 | 2011-03-22 | #REF! | #REF! | 2011-03-22 | #REF! | #REF! | 2011-03-22 | #REF! | #REF! | 2011-03-22 | #REF! | #REF!
|  | 0:14 | 4084 | ZR4084 |  |  | 0:14 | 4084 | ZR4084 |  |  | 0:14 | 4084 | ZR4084 |  |  | 0:14 | 4084 | ZR4084 | 2011-03-23 | #REF! | #REF! | 2011-03-23 | #REF! | #REF! | 2011-03-23 | #REF! | #REF! | 2011-03-23 | #REF! | #REF!
|  | 0:14 | 4085 | ZR4085 |  |  | 0:14 | 4085 | ZR4085 |  |  | 0:14 | 4085 | ZR4085 |  |  | 0:14 | 4085 | ZR4085 | 2011-03-24 | #REF! | #REF! | 2011-03-24 | #REF! | #REF! | 2011-03-24 | #REF! | #REF! | 2011-03-24 | #REF! | #REF!
|  | 0:14 | 4086 | ZR4086 |  |  | 0:14 | 4086 | ZR4086 |  |  | 0:14 | 4086 | ZR4086 |  |  | 0:14 | 4086 | ZR4086 | 2011-03-25 | #REF! | #REF! | 2011-03-25 | #REF! | #REF! | 2011-03-25 | #REF! | #REF! | 2011-03-25 | #REF! | #REF!
|  | 0:14 | 4087 | ZR4087 |  |  | 0:14 | 4087 | ZR4087 |  |  | 0:14 | 4087 | ZR4087 |  |  | 0:14 | 4087 | ZR4087 | 2011-03-26 | #REF! | #REF! | 2011-03-26 | #REF! | #REF! | 2011-03-26 | #REF! | #REF! | 2011-03-26 | #REF! | #REF!
|  | 0:15 | 4088 | ZR4088 |  |  | 0:15 | 4088 | ZR4088 |  |  | 0:15 | 4088 | ZR4088 |  |  | 0:15 | 4088 | ZR4088 | 2011-03-27 | #REF! | #REF! | 2011-03-27 | #REF! | #REF! | 2011-03-27 | #REF! | #REF! | 2011-03-27 | #REF! | #REF!
|  | 0:15 | 4089 | ZR4089 |  |  | 0:15 | 4089 | ZR4089 |  |  | 0:15 | 4089 | ZR4089 |  |  | 0:15 | 4089 | ZR4089 | 2011-03-28 | #REF! | #REF! | 2011-03-28 | #REF! | #REF! | 2011-03-28 | #REF! | #REF! | 2011-03-28 | #REF! | #REF!
|  | 0:15 | 4090 | ZR4090 |  |  | 0:15 | 4090 | ZR4090 |  |  | 0:15 | 4090 | ZR4090 |  |  | 0:15 | 4090 | ZR4090 | 2011-03-29 | #REF! | #REF! | 2011-03-29 | #REF! | #REF! | 2011-03-29 | #REF! | #REF! | 2011-03-29 | #REF! | #REF!
|  | 0:15 | 4091 | ZR4091 |  |  | 0:15 | 4091 | ZR4091 |  |  | 0:15 | 4091 | ZR4091 |  |  | 0:15 | 4091 | ZR4091 | 2011-03-30 | #REF! | #REF! | 2011-03-30 | #REF! | #REF! | 2011-03-30 | #REF! | #REF! | 2011-03-30 | #REF! | #REF!
|  | 0:15 | 4092 | ZR4092 |  |  | 0:15 | 4092 | ZR4092 |  |  | 0:15 | 4092 | ZR4092 |  |  | 0:15 | 4092 | ZR4092 | 2011-03-31 | #REF! | #REF! | 2011-03-31 | #REF! | #REF! | 2011-03-31 | #REF! | #REF! | 2011-03-31 | #REF! | #REF!
|  | 0:16 | 4093 | ZR4093 |  |  | 0:16 | 4093 | ZR4093 |  |  | 0:16 | 4093 | ZR4093 |  |  | 0:16 | 4093 | ZR4093 | 2011-04-01 | #REF! | #REF! | 2011-04-01 | #REF! | #REF! | 2011-04-01 | #REF! | #REF! | 2011-04-01 | #REF! | #REF!
|  | 0:16 | 4094 | ZR4094 |  |  | 0:16 | 4094 | ZR4094 |  |  | 0:16 | 4094 | ZR4094 |  |  | 0:16 | 4094 | ZR4094 | 2011-04-02 | #REF! | #REF! | 2011-04-02 | #REF! | #REF! | 2011-04-02 | #REF! | #REF! | 2011-04-02 | #REF! | #REF!
|  | 0:16 | 4095 | ZR4095 |  |  | 0:16 | 4095 | ZR4095 |  |  | 0:16 | 4095 | ZR4095 |  |  | 0:16 | 4095 | ZR4095 | 2011-04-03 | #REF! | #REF! | 2011-04-03 | #REF! | #REF! | 2011-04-03 | #REF! | #REF! | 2011-04-03 | #REF! | #REF!
|  | 0:16 | 4096 | ZR4096 |  |  | 0:16 | 4096 | ZR4096 |  |  | 0:16 | 4096 | ZR4096 |  |  | 0:16 | 4096 | ZR4096 | 2011-04-04 | #REF! | #REF! | 2011-04-04 | #REF! | #REF! | 2011-04-04 | #REF! | #REF! | 2011-04-04 | #REF! | #REF!
|  | 0:16 | 4097 | ZR4097 |  |  | 0:16 | 4097 | ZR4097 |  |  | 0:16 | 4097 | ZR4097 |  |  | 0:16 | 4097 | ZR4097 | 2011-04-05 | #REF! | #REF! | 2011-04-05 | #REF! | #REF! | 2011-04-05 | #REF! | #REF! | 2011-04-05 | #REF! | #REF!
|  | 0:16 | 4098 | ZR4098 |  |  | 0:16 | 4098 | ZR4098 |  |  | 0:16 | 4098 | ZR4098 |  |  | 0:16 | 4098 | ZR4098 | 2011-04-06 | #REF! | #REF! | 2011-04-06 | #REF! | #REF! | 2011-04-06 | #REF! | #REF! | 2011-04-06 | #REF! | #REF!
|  | 0:16 | 4099 | ZR4099 |  |  | 0:16 | 4099 | ZR4099 |  |  | 0:16 | 4099 | ZR4099 |  |  | 0:16 | 4099 | ZR4099 | 2011-04-07 | #REF! | #REF! | 2011-04-07 | #REF! | #REF! | 2011-04-07 | #REF! | #REF! | 2011-04-07 | #REF! | #REF!
|  | 0:17 | 4100 | ZR4100 |  |  | 0:17 | 4100 | ZR4100 |  |  | 0:17 | 4100 | ZR4100 |  |  | 0:17 | 4100 | ZR4100 | 2011-04-08 | #REF! | #REF! | 2011-04-08 | #REF! | #REF! | 2011-04-08 | #REF! | #REF! | 2011-04-08 | #REF! | #REF!
|  | 0:17 | 4101 | ZR4101 |  |  | 0:17 | 4101 | ZR4101 |  |  | 0:17 | 4101 | ZR4101 |  |  | 0:17 | 4101 | ZR4101 | 2011-04-09 | #REF! | #REF! | 2011-04-09 | #REF! | #REF! | 2011-04-09 | #REF! | #REF! | 2011-04-09 | #REF! | #REF!
|  | 0:17 | 4102 | ZR4102 |  |  | 0:17 | 4102 | ZR4102 |  |  | 0:17 | 4102 | ZR4102 |  |  | 0:17 | 4102 | ZR4102 | 2011-04-10 | #REF! | #REF! | 2011-04-10 | #REF! | #REF! | 2011-04-10 | #REF! | #REF! | 2011-04-10 | #REF! | #REF!
|  | 0:17 | 4103 | ZR4103 |  |  | 0:17 | 4103 | ZR4103 |  |  | 0:17 | 4103 | ZR4103 |  |  | 0:17 | 4103 | ZR4103 | 2011-04-11 | #REF! | #REF! | 2011-04-11 | #REF! | #REF! | 2011-04-11 | #REF! | #REF! | 2011-04-11 | #REF! | #REF!
|  | 0:17 | 4104 | ZR4104 |  |  | 0:17 | 4104 | ZR4104 |  |  | 0:17 | 4104 | ZR4104 |  |  | 0:17 | 4104 | ZR4104 | 2011-04-12 | #REF! | #REF! | 2011-04-12 | #REF! | #REF! | 2011-04-12 | #REF! | #REF! | 2011-04-12 | #REF! | #REF!
|  | 0:18 | 4105 | ZR4105 |  |  | 0:18 | 4105 | ZR4105 |  |  | 0:18 | 4105 | ZR4105 |  |  | 0:18 | 4105 | ZR4105 | 2011-04-13 | #REF! | #REF! | 2011-04-13 | #REF! | #REF! | 2011-04-13 | #REF! | #REF! | 2011-04-13 | #REF! | #REF!
|  | 0:18 | 4106 | ZR4106 |  |  | 0:18 | 4106 | ZR4106 |  |  | 0:18 | 4106 | ZR4106 |  |  | 0:18 | 4106 | ZR4106 | 2011-04-14 | #REF! | #REF! | 2011-04-14 | #REF! | #REF! | 2011-04-14 | #REF! | #REF! | 2011-04-14 | #REF! | #REF!
|  | 0:18 | 4107 | ZR4107 |  |  | 0:18 | 4107 | ZR4107 |  |  | 0:18 | 4107 | ZR4107 |  |  | 0:18 | 4107 | ZR4107 | 2011-04-15 | #REF! | #REF! | 2011-04-15 | #REF! | #REF! | 2011-04-15 | #REF! | #REF! | 2011-04-15 | #REF! | #REF!
|  | 0:18 | 4108 | ZR4108 |  |  | 0:18 | 4108 | ZR4108 |  |  | 0:18 | 4108 | ZR4108 |  |  | 0:18 | 4108 | ZR4108 | 2011-04-16 | #REF! | #REF! | 2011-04-16 | #REF! | #REF! | 2011-04-16 | #REF! | #REF! | 2011-04-16 | #REF! | #REF!
|  | 0:18 | 4109 | ZR4109 |  |  | 0:18 | 4109 | ZR4109 |  |  | 0:18 | 4109 | ZR4109 |  |  | 0:18 | 4109 | ZR4109 | 2011-04-17 | #REF! | #REF! | 2011-04-17 | #REF! | #REF! | 2011-04-17 | #REF! | #REF! | 2011-04-17 | #REF! | #REF!
|  | 0:18 | 4110 | ZR4110 |  |  | 0:18 | 4110 | ZR4110 |  |  | 0:18 | 4110 | ZR4110 |  |  | 0:18 | 4110 | ZR4110 | 2011-04-18 | #REF! | #REF! | 2011-04-18 | #REF! | #REF! | 2011-04-18 | #REF! | #REF! | 2011-04-18 | #REF! | #REF!
|  | 0:18 | 4111 | ZR4111 |  |  | 0:18 | 4111 | ZR4111 |  |  | 0:18 | 4111 | ZR4111 |  |  | 0:18 | 4111 | ZR4111 | 2011-04-19 | #REF! | #REF! | 2011-04-19 | #REF! | #REF! | 2011-04-19 | #REF! | #REF! | 2011-04-19 | #REF! | #REF!
|  | 0:19 | 4112 | ZR4112 |  |  | 0:19 | 4112 | ZR4112 |  |  | 0:19 | 4112 | ZR4112 |  |  | 0:19 | 4112 | ZR4112 | 2011-04-20 | #REF! | #REF! | 2011-04-20 | #REF! | #REF! | 2011-04-20 | #REF! | #REF! | 2011-04-20 | #REF! | #REF!
|  | 0:19 | 4113 | ZR4113 |  |  | 0:19 | 4113 | ZR4113 |  |  | 0:19 | 4113 | ZR4113 |  |  | 0:19 | 4113 | ZR4113 | 2011-04-21 | #REF! | #REF! | 2011-04-21 | #REF! | #REF! | 2011-04-21 | #REF! | #REF! | 2011-04-21 | #REF! | #REF!
|  | 0:19 | 4114 | ZR4114 |  |  | 0:19 | 4114 | ZR4114 |  |  | 0:19 | 4114 | ZR4114 |  |  | 0:19 | 4114 | ZR4114 | 2011-04-22 | #REF! | #REF! | 2011-04-22 | #REF! | #REF! | 2011-04-22 | #REF! | #REF! | 2011-04-22 | #REF! | #REF!
|  | 0:19 | 4115 | ZR4115 |  |  | 0:19 | 4115 | ZR4115 |  |  | 0:19 | 4115 | ZR4115 |  |  | 0:19 | 4115 | ZR4115 | 2011-04-23 | #REF! | #REF! | 2011-04-23 | #REF! | #REF! | 2011-04-23 | #REF! | #REF! | 2011-04-23 | #REF! | #REF!
|  | 0:19 | 4116 | ZR4116 |  |  | 0:19 | 4116 | ZR4116 |  |  | 0:19 | 4116 | ZR4116 |  |  | 0:19 | 4116 | ZR4116 | 2011-04-24 | #REF! | #REF! | 2011-04-24 | #REF! | #REF! | 2011-04-24 | #REF! | #REF! | 2011-04-24 | #REF! | #REF!
|  | 0:20 | 4117 | ZR4117 |  |  | 0:20 | 4117 | ZR4117 |  |  | 0:20 | 4117 | ZR4117 |  |  | 0:20 | 4117 | ZR4117 | 2011-04-25 | #REF! | #REF! | 2011-04-25 | #REF! | #REF! | 2011-04-25 | #REF! | #REF! | 2011-04-25 | #REF! | #REF!
|  | 0:20 | 4118 | ZR4118 |  |  | 0:20 | 4118 | ZR4118 |  |  | 0:20 | 4118 | ZR4118 |  |  | 0:20 | 4118 | ZR4118 | 2011-04-26 | #REF! | #REF! | 2011-04-26 | #REF! | #REF! | 2011-04-26 | #REF! | #REF! | 2011-04-26 | #REF! | #REF!
|  | 0:20 | 4119 | ZR4119 |  |  | 0:20 | 4119 | ZR4119 |  |  | 0:20 | 4119 | ZR4119 |  |  | 0:20 | 4119 | ZR4119 | 2011-04-27 | #REF! | #REF! | 2011-04-27 | #REF! | #REF! | 2011-04-27 | #REF! | #REF! | 2011-04-27 | #REF! | #REF!
|  | 0:20 | 4120 | ZR4120 |  |  | 0:20 | 4120 | ZR4120 |  |  | 0:20 | 4120 | ZR4120 |  |  | 0:20 | 4120 | ZR4120 | 2011-04-28 | #REF! | #REF! | 2011-04-28 | #REF! | #REF! | 2011-04-28 | #REF! | #REF! | 2011-04-28 | #REF! | #REF!
|  | 0:20 | 4121 | ZR4121 |  |  | 0:20 | 4121 | ZR4121 |  |  | 0:20 | 4121 | ZR4121 |  |  | 0:20 | 4121 | ZR4121 | 2011-04-29 | #REF! | #REF! | 2011-04-29 | #REF! | #REF! | 2011-04-29 | #REF! | #REF! | 2011-04-29 | #REF! | #REF!
|  | 0:20 | 4122 | ZR4122 |  |  | 0:20 | 4122 | ZR4122 |  |  | 0:20 | 4122 | ZR4122 |  |  | 0:20 | 4122 | ZR4122 | 2011-04-30 | #REF! | #REF! | 2011-04-30 | #REF! | #REF! | 2011-04-30 | #REF! | #REF! | 2011-04-30 | #REF! | #REF!
|  | 0:20 | 4123 | ZR4123 |  |  | 0:20 | 4123 | ZR4123 |  |  | 0:20 | 4123 | ZR4123 |  |  | 0:20 | 4123 | ZR4123 |  | #REF! | #REF! |  | #REF! | #REF! |  | #REF! | #REF! |  | #REF! | #REF!
|  | 0:21 | 4124 | ZR4124 |  |  | 0:21 | 4124 | ZR4124 |  |  | 0:21 | 4124 | ZR4124 |  |  | 0:21 | 4124 | ZR4124 | 2011-05-01 | #REF! | #REF! | 2011-05-01 | #REF! | #REF! | 2011-05-01 | #REF! | #REF! | 2011-05-01 | #REF! | #REF!
|  | 0:21 | 4125 | ZR4125 |  |  | 0:21 | 4125 | ZR4125 |  |  | 0:21 | 4125 | ZR4125 |  |  | 0:21 | 4125 | ZR4125 | 2011-05-02 | #REF! | #REF! | 2011-05-02 | #REF! | #REF! | 2011-05-02 | #REF! | #REF! | 2011-05-02 | #REF! | #REF!
|  | 0:21 | 4126 | ZR4126 |  |  | 0:21 | 4126 | ZR4126 |  |  | 0:21 | 4126 | ZR4126 |  |  | 0:21 | 4126 | ZR4126 | 2011-05-03 | #REF! | #REF! | 2011-05-03 | #REF! | #REF! | 2011-05-03 | #REF! | #REF! | 2011-05-03 | #REF! | #REF!
|  | 0:21 | 4127 | ZR4127 |  |  | 0:21 | 4127 | ZR4127 |  |  | 0:21 | 4127 | ZR4127 |  |  | 0:21 | 4127 | ZR4127 | 2011-05-04 | #REF! | #REF! | 2011-05-04 | #REF! | #REF! | 2011-05-04 | #REF! | #REF! | 2011-05-04 | #REF! | #REF!
|  | 0:21 | 4128 | ZR4128 |  |  | 0:21 | 4128 | ZR4128 |  |  | 0:21 | 4128 | ZR4128 |  |  | 0:21 | 4128 | ZR4128 | 2011-05-05 | #REF! | #REF! | 2011-05-05 | #REF! | #REF! | 2011-05-05 | #REF! | #REF! | 2011-05-05 | #REF! | #REF!
|  | 0:22 | 4129 | ZR4129 |  |  | 0:22 | 4129 | ZR4129 |  |  | 0:22 | 4129 | ZR4129 |  |  | 0:22 | 4129 | ZR4129 | 2011-05-06 | #REF! | #REF! | 2011-05-06 | #REF! | #REF! | 2011-05-06 | #REF! | #REF! | 2011-05-06 | #REF! | #REF!
|  | 0:22 | 4130 | ZR4130 |  |  | 0:22 | 4130 | ZR4130 |  |  | 0:22 | 4130 | ZR4130 |  |  | 0:22 | 4130 | ZR4130 | 2011-05-07 | #REF! | #REF! | 2011-05-07 | #REF! | #REF! | 2011-05-07 | #REF! | #REF! | 2011-05-07 | #REF! | #REF!
|  | 0:22 | 4131 | ZR4131 |  |  | 0:22 | 4131 | ZR4131 |  |  | 0:22 | 4131 | ZR4131 |  |  | 0:22 | 4131 | ZR4131 | 2011-05-08 | #REF! | #REF! | 2011-05-08 | #REF! | #REF! | 2011-05-08 | #REF! | #REF! | 2011-05-08 | #REF! | #REF!
|  | 0:22 | 4132 | ZR4132 |  |  | 0:22 | 4132 | ZR4132 |  |  | 0:22 | 4132 | ZR4132 |  |  | 0:22 | 4132 | ZR4132 | 2011-05-09 | #REF! | #REF! | 2011-05-09 | #REF! | #REF! | 2011-05-09 | #REF! | #REF! | 2011-05-09 | #REF! | #REF!
|  | 0:22 | 4133 | ZR4133 |  |  | 0:22 | 4133 | ZR4133 |  |  | 0:22 | 4133 | ZR4133 |  |  | 0:22 | 4133 | ZR4133 | 2011-05-10 | #REF! | #REF! | 2011-05-10 | #REF! | #REF! | 2011-05-10 | #REF! | #REF! | 2011-05-10 | #REF! | #REF!
|  | 0:22 | 4134 | ZR4134 |  |  | 0:22 | 4134 | ZR4134 |  |  | 0:22 | 4134 | ZR4134 |  |  | 0:22 | 4134 | ZR4134 | 2011-05-11 | #REF! | #REF! | 2011-05-11 | #REF! | #REF! | 2011-05-11 | #REF! | #REF! | 2011-05-11 | #REF! | #REF!
|  | 0:22 | 4135 | ZR4135 |  |  | 0:22 | 4135 | ZR4135 |  |  | 0:22 | 4135 | ZR4135 |  |  | 0:22 | 4135 | ZR4135 | 2011-05-12 | #REF! | #REF! | 2011-05-12 | #REF! | #REF! | 2011-05-12 | #REF! | #REF! | 2011-05-12 | #REF! | #REF!
|  | 0:23 | 4136 | ZR4136 |  |  | 0:23 | 4136 | ZR4136 |  |  | 0:23 | 4136 | ZR4136 |  |  | 0:23 | 4136 | ZR4136 | 2011-05-13 | #REF! | #REF! | 2011-05-13 | #REF! | #REF! | 2011-05-13 | #REF! | #REF! | 2011-05-13 | #REF! | #REF!
|  | 0:23 | 4137 | ZR4137 |  |  | 0:23 | 4137 | ZR4137 |  |  | 0:23 | 4137 | ZR4137 |  |  | 0:23 | 4137 | ZR4137 | 2011-05-14 | #REF! | #REF! | 2011-05-14 | #REF! | #REF! | 2011-05-14 | #REF! | #REF! | 2011-05-14 | #REF! | #REF!
|  | 0:23 | 4138 | ZR4138 |  |  | 0:23 | 4138 | ZR4138 |  |  | 0:23 | 4138 | ZR4138 |  |  | 0:23 | 4138 | ZR4138 | 2011-05-15 | #REF! | #REF! | 2011-05-15 | #REF! | #REF! | 2011-05-15 | #REF! | #REF! | 2011-05-15 | #REF! | #REF!
|  | 0:23 | 4139 | ZR4139 |  |  | 0:23 | 4139 | ZR4139 |  |  | 0:23 | 4139 | ZR4139 |  |  | 0:23 | 4139 | ZR4139 | 2011-05-16 | #REF! | #REF! | 2011-05-16 | #REF! | #REF! | 2011-05-16 | #REF! | #REF! | 2011-05-16 | #REF! | #REF!
|  | 0:23 | 4140 | ZR4140 |  |  | 0:23 | 4140 | ZR4140 |  |  | 0:23 | 4140 | ZR4140 |  |  | 0:23 | 4140 | ZR4140 | 2011-05-17 | #REF! | #REF! | 2011-05-17 | #REF! | #REF! | 2011-05-17 | #REF! | #REF! | 2011-05-17 | #REF! | #REF!
|  | 0:23 | 4141 | ZR4141 |  |  | 0:23 | 4141 | ZR4141 |  |  | 0:23 | 4141 | ZR4141 |  |  | 0:23 | 4141 | ZR4141 | 2011-05-18 | #REF! | #REF! | 2011-05-18 | #REF! | #REF! | 2011-05-18 | #REF! | #REF! | 2011-05-18 | #REF! | #REF!
|  | 0:24 | 4142 | ZR4142 |  |  | 0:24 | 4142 | ZR4142 |  |  | 0:24 | 4142 | ZR4142 |  |  | 0:24 | 4142 | ZR4142 | 2011-05-19 | #REF! | #REF! | 2011-05-19 | #REF! | #REF! | 2011-05-19 | #REF! | #REF! | 2011-05-19 | #REF! | #REF!
|  | 0:24 | 4143 | ZR4143 |  |  | 0:24 | 4143 | ZR4143 |  |  | 0:24 | 4143 | ZR4143 |  |  | 0:24 | 4143 | ZR4143 | 2011-05-20 | #REF! | #REF! | 2011-05-20 | #REF! | #REF! | 2011-05-20 | #REF! | #REF! | 2011-05-20 | #REF! | #REF!
|  | 0:24 | 4144 | ZR4144 |  |  | 0:24 | 4144 | ZR4144 |  |  | 0:24 | 4144 | ZR4144 |  |  | 0:24 | 4144 | ZR4144 | 2011-05-21 | #REF! | #REF! | 2011-05-21 | #REF! | #REF! | 2011-05-21 | #REF! | #REF! | 2011-05-21 | #REF! | #REF!
|  | 0:24 | 4145 | ZR4145 |  |  | 0:24 | 4145 | ZR4145 |  |  | 0:24 | 4145 | ZR4145 |  |  | 0:24 | 4145 | ZR4145 | 2011-05-22 | #REF! | #REF! | 2011-05-22 | #REF! | #REF! | 2011-05-22 | #REF! | #REF! | 2011-05-22 | #REF! | #REF!
|  | 0:24 | 4146 | ZR4146 |  |  | 0:24 | 4146 | ZR4146 |  |  | 0:24 | 4146 | ZR4146 |  |  | 0:24 | 4146 | ZR4146 | 2011-05-23 | #REF! | #REF! | 2011-05-23 | #REF! | #REF! | 2011-05-23 | #REF! | #REF! | 2011-05-23 | #REF! | #REF!
|  | 0:25 | 4147 | ZR4147 |  |  | 0:25 | 4147 | ZR4147 |  |  | 0:25 | 4147 | ZR4147 |  |  | 0:25 | 4147 | ZR4147 | 2011-05-24 | #REF! | #REF! | 2011-05-24 | #REF! | #REF! | 2011-05-24 | #REF! | #REF! | 2011-05-24 | #REF! | #REF!
|  | 0:25 | 4148 | ZR4148 |  |  | 0:25 | 4148 | ZR4148 |  |  | 0:25 | 4148 | ZR4148 |  |  | 0:25 | 4148 | ZR4148 | 2011-05-25 | #REF! | #REF! | 2011-05-25 | #REF! | #REF! | 2011-05-25 | #REF! | #REF! | 2011-05-25 | #REF! | #REF!
|  | 0:25 | 4149 | ZR4149 |  |  | 0:25 | 4149 | ZR4149 |  |  | 0:25 | 4149 | ZR4149 |  |  | 0:25 | 4149 | ZR4149 | 2011-05-26 | #REF! | #REF! | 2011-05-26 | #REF! | #REF! | 2011-05-26 | #REF! | #REF! | 2011-05-26 | #REF! | #REF!
|  | 0:25 | 4150 | ZR4150 |  |  | 0:25 | 4150 | ZR4150 |  |  | 0:25 | 4150 | ZR4150 |  |  | 0:25 | 4150 | ZR4150 | 2011-05-27 | #REF! | #REF! | 2011-05-27 | #REF! | #REF! | 2011-05-27 | #REF! | #REF! | 2011-05-27 | #REF! | #REF!
|  | 0:25 | 4151 | ZR4151 |  |  | 0:25 | 4151 | ZR4151 |  |  | 0:25 | 4151 | ZR4151 |  |  | 0:25 | 4151 | ZR4151 | 2011-05-28 | #REF! | #REF! | 2011-05-28 | #REF! | #REF! | 2011-05-28 | #REF! | #REF! | 2011-05-28 | #REF! | #REF!
|  | 0:25 | 4152 | ZR4152 |  |  | 0:25 | 4152 | ZR4152 |  |  | 0:25 | 4152 | ZR4152 |  |  | 0:25 | 4152 | ZR4152 | 2011-05-29 | #REF! | #REF! | 2011-05-29 | #REF! | #REF! | 2011-05-29 | #REF! | #REF! | 2011-05-29 | #REF! | #REF!
|  | 0:25 | 4153 | ZR4153 |  |  | 0:25 | 4153 | ZR4153 |  |  | 0:25 | 4153 | ZR4153 |  |  | 0:25 | 4153 | ZR4153 | 2011-05-30 | #REF! | #REF! | 2011-05-30 | #REF! | #REF! | 2011-05-30 | #REF! | #REF! | 2011-05-30 | #REF! | #REF!
|  | 0:26 | 4154 | ZR4154 |  |  | 0:26 | 4154 | ZR4154 |  |  | 0:26 | 4154 | ZR4154 |  |  | 0:26 | 4154 | ZR4154 | 2011-05-31 | #REF! | #REF! | 2011-05-31 | #REF! | #REF! | 2011-05-31 | #REF! | #REF! | 2011-05-31 | #REF! | #REF!
|  | 0:26 | 4155 | ZR4155 |  |  | 0:26 | 4155 | ZR4155 |  |  | 0:26 | 4155 | ZR4155 |  |  | 0:26 | 4155 | ZR4155 | 2011-06-01 | #REF! | #REF! | 2011-06-01 | #REF! | #REF! | 2011-06-01 | #REF! | #REF! | 2011-06-01 | #REF! | #REF!
|  | 0:26 | 4156 | ZR4156 |  |  | 0:26 | 4156 | ZR4156 |  |  | 0:26 | 4156 | ZR4156 |  |  | 0:26 | 4156 | ZR4156 | 2011-06-02 | #REF! | #REF! | 2011-06-02 | #REF! | #REF! | 2011-06-02 | #REF! | #REF! | 2011-06-02 | #REF! | #REF!
|  | 0:26 | 4157 | ZR4157 |  |  | 0:26 | 4157 | ZR4157 |  |  | 0:26 | 4157 | ZR4157 |  |  | 0:26 | 4157 | ZR4157 | 2011-06-03 | #REF! | #REF! | 2011-06-03 | #REF! | #REF! | 2011-06-03 | #REF! | #REF! | 2011-06-03 | #REF! | #REF!
|  | 0:26 | 4158 | ZR4158 |  |  | 0:26 | 4158 | ZR4158 |  |  | 0:26 | 4158 | ZR4158 |  |  | 0:26 | 4158 | ZR4158 | 2011-06-04 | #REF! | #REF! | 2011-06-04 | #REF! | #REF! | 2011-06-04 | #REF! | #REF! | 2011-06-04 | #REF! | #REF!
|  | 0:27 | 4159 | ZR4159 |  |  | 0:27 | 4159 | ZR4159 |  |  | 0:27 | 4159 | ZR4159 |  |  | 0:27 | 4159 | ZR4159 | 2011-06-05 | #REF! | #REF! | 2011-06-05 | #REF! | #REF! | 2011-06-05 | #REF! | #REF! | 2011-06-05 | #REF! | #REF!
|  | 0:27 | 4160 | ZR4160 |  |  | 0:27 | 4160 | ZR4160 |  |  | 0:27 | 4160 | ZR4160 |  |  | 0:27 | 4160 | ZR4160 | 2011-06-06 | #REF! | #REF! | 2011-06-06 | #REF! | #REF! | 2011-06-06 | #REF! | #REF! | 2011-06-06 | #REF! | #REF!
|  | 0:27 | 4161 | ZR4161 |  |  | 0:27 | 4161 | ZR4161 |  |  | 0:27 | 4161 | ZR4161 |  |  | 0:27 | 4161 | ZR4161 | 2011-06-07 | #REF! | #REF! | 2011-06-07 | #REF! | #REF! | 2011-06-07 | #REF! | #REF! | 2011-06-07 | #REF! | #REF!
|  | 0:27 | 4162 | ZR4162 |  |  | 0:27 | 4162 | ZR4162 |  |  | 0:27 | 4162 | ZR4162 |  |  | 0:27 | 4162 | ZR4162 | 2011-06-08 | #REF! | #REF! | 2011-06-08 | #REF! | #REF! | 2011-06-08 | #REF! | #REF! | 2011-06-08 | #REF! | #REF!
|  | 0:27 | 4163 | ZR4163 |  |  | 0:27 | 4163 | ZR4163 |  |  | 0:27 | 4163 | ZR4163 |  |  | 0:27 | 4163 | ZR4163 | 2011-06-09 | #REF! | #REF! | 2011-06-09 | #REF! | #REF! | 2011-06-09 | #REF! | #REF! | 2011-06-09 | #REF! | #REF!
|  | 0:27 | 4164 | ZR4164 |  |  | 0:27 | 4164 | ZR4164 |  |  | 0:27 | 4164 | ZR4164 |  |  | 0:27 | 4164 | ZR4164 | 2011-06-10 | #REF! | #REF! | 2011-06-10 | #REF! | #REF! | 2011-06-10 | #REF! | #REF! | 2011-06-10 | #REF! | #REF!
|  | 0:27 | 4165 | ZR4165 |  |  | 0:27 | 4165 | ZR4165 |  |  | 0:27 | 4165 | ZR4165 |  |  | 0:27 | 4165 | ZR4165 | 2011-06-11 | #REF! | #REF! | 2011-06-11 | #REF! | #REF! | 2011-06-11 | #REF! | #REF! | 2011-06-11 | #REF! | #REF!
|  | 0:28 | 4166 | ZR4166 |  |  | 0:28 | 4166 | ZR4166 |  |  | 0:28 | 4166 | ZR4166 |  |  | 0:28 | 4166 | ZR4166 | 2011-06-12 | #REF! | #REF! | 2011-06-12 | #REF! | #REF! | 2011-06-12 | #REF! | #REF! | 2011-06-12 | #REF! | #REF!
|  | 0:28 | 4167 | ZR4167 |  |  | 0:28 | 4167 | ZR4167 |  |  | 0:28 | 4167 | ZR4167 |  |  | 0:28 | 4167 | ZR4167 | 2011-06-13 | #REF! | #REF! | 2011-06-13 | #REF! | #REF! | 2011-06-13 | #REF! | #REF! | 2011-06-13 | #REF! | #REF!
|  | 0:28 | 4168 | ZR4168 |  |  | 0:28 | 4168 | ZR4168 |  |  | 0:28 | 4168 | ZR4168 |  |  | 0:28 | 4168 | ZR4168 | 2011-06-14 | #REF! | #REF! | 2011-06-14 | #REF! | #REF! | 2011-06-14 | #REF! | #REF! | 2011-06-14 | #REF! | #REF!
|  | 0:28 | 4169 | ZR4169 |  |  | 0:28 | 4169 | ZR4169 |  |  | 0:28 | 4169 | ZR4169 |  |  | 0:28 | 4169 | ZR4169 | 2011-06-15 | #REF! | #REF! | 2011-06-15 | #REF! | #REF! | 2011-06-15 | #REF! | #REF! | 2011-06-15 | #REF! | #REF!
|  | 0:28 | 4170 | ZR4170 |  |  | 0:28 | 4170 | ZR4170 |  |  | 0:28 | 4170 | ZR4170 |  |  | 0:28 | 4170 | ZR4170 | 2011-06-16 | #REF! | #REF! | 2011-06-16 | #REF! | #REF! | 2011-06-16 | #REF! | #REF! | 2011-06-16 | #REF! | #REF!
|  | 0:29 | 4171 | ZR4171 |  |  | 0:29 | 4171 | ZR4171 |  |  | 0:29 | 4171 | ZR4171 |  |  | 0:29 | 4171 | ZR4171 | 2011-06-17 | #REF! | #REF! | 2011-06-17 | #REF! | #REF! | 2011-06-17 | #REF! | #REF! | 2011-06-17 | #REF! | #REF!
|  | 0:29 | 4172 | ZR4172 |  |  | 0:29 | 4172 | ZR4172 |  |  | 0:29 | 4172 | ZR4172 |  |  | 0:29 | 4172 | ZR4172 | 2011-06-18 | #REF! | #REF! | 2011-06-18 | #REF! | #REF! | 2011-06-18 | #REF! | #REF! | 2011-06-18 | #REF! | #REF!
|  | 0:29 | 4173 | ZR4173 |  |  | 0:29 | 4173 | ZR4173 |  |  | 0:29 | 4173 | ZR4173 |  |  | 0:29 | 4173 | ZR4173 | 2011-06-19 | #REF! | #REF! | 2011-06-19 | #REF! | #REF! | 2011-06-19 | #REF! | #REF! | 2011-06-19 | #REF! | #REF!
|  | 0:29 | 4174 | ZR4174 |  |  | 0:29 | 4174 | ZR4174 |  |  | 0:29 | 4174 | ZR4174 |  |  | 0:29 | 4174 | ZR4174 | 2011-06-20 | #REF! | #REF! | 2011-06-20 | #REF! | #REF! | 2011-06-20 | #REF! | #REF! | 2011-06-20 | #REF! | #REF!
|  | 0:29 | 4175 | ZR4175 |  |  | 0:29 | 4175 | ZR4175 |  |  | 0:29 | 4175 | ZR4175 |  |  | 0:29 | 4175 | ZR4175 | 2011-06-21 | #REF! | #REF! | 2011-06-21 | #REF! | #REF! | 2011-06-21 | #REF! | #REF! | 2011-06-21 | #REF! | #REF!
|  | 0:29 | 4176 | ZR4176 |  |  | 0:29 | 4176 | ZR4176 |  |  | 0:29 | 4176 | ZR4176 |  |  | 0:29 | 4176 | ZR4176 | 2011-06-22 | #REF! | #REF! | 2011-06-22 | #REF! | #REF! | 2011-06-22 | #REF! | #REF! | 2011-06-22 | #REF! | #REF!
|  | 0:29 | 4177 | ZR4177 |  |  | 0:29 | 4177 | ZR4177 |  |  | 0:29 | 4177 | ZR4177 |  |  | 0:29 | 4177 | ZR4177 | 2011-06-23 | #REF! | #REF! | 2011-06-23 | #REF! | #REF! | 2011-06-23 | #REF! | #REF! | 2011-06-23 | #REF! | #REF!
|  | 0:30 | 4178 | ZR4178 |  |  | 0:30 | 4178 | ZR4178 |  |  | 0:30 | 4178 | ZR4178 |  |  | 0:30 | 4178 | ZR4178 | 2011-06-24 | #REF! | #REF! | 2011-06-24 | #REF! | #REF! | 2011-06-24 | #REF! | #REF! | 2011-06-24 | #REF! | #REF!
|  | 0:30 | 4179 | ZR4179 |  |  | 0:30 | 4179 | ZR4179 |  |  | 0:30 | 4179 | ZR4179 |  |  | 0:30 | 4179 | ZR4179 | 2011-06-25 | #REF! | #REF! | 2011-06-25 | #REF! | #REF! | 2011-06-25 | #REF! | #REF! | 2011-06-25 | #REF! | #REF!
|  | 0:30 | 4180 | ZR4180 |  |  | 0:30 | 4180 | ZR4180 |  |  | 0:30 | 4180 | ZR4180 |  |  | 0:30 | 4180 | ZR4180 | 2011-06-26 | #REF! | #REF! | 2011-06-26 | #REF! | #REF! | 2011-06-26 | #REF! | #REF! | 2011-06-26 | #REF! | #REF!
|  | 0:30 | 4181 | ZR4181 |  |  | 0:30 | 4181 | ZR4181 |  |  | 0:30 | 4181 | ZR4181 |  |  | 0:30 | 4181 | ZR4181 | 2011-06-27 | #REF! | #REF! | 2011-06-27 | #REF! | #REF! | 2011-06-27 | #REF! | #REF! | 2011-06-27 | #REF! | #REF!
|  | 0:30 | 4182 | ZR4182 |  |  | 0:30 | 4182 | ZR4182 |  |  | 0:30 | 4182 | ZR4182 |  |  | 0:30 | 4182 | ZR4182 | 2011-06-28 | #REF! | #REF! | 2011-06-28 | #REF! | #REF! | 2011-06-28 | #REF! | #REF! | 2011-06-28 | #REF! | #REF!
|  | 0:31 | 4183 | ZR4183 |  |  | 0:31 | 4183 | ZR4183 |  |  | 0:31 | 4183 | ZR4183 |  |  | 0:31 | 4183 | ZR4183 | 2011-06-29 | #REF! | #REF! | 2011-06-29 | #REF! | #REF! | 2011-06-29 | #REF! | #REF! | 2011-06-29 | #REF! | #REF!
|  | 0:31 | 4184 | ZR4184 |  |  | 0:31 | 4184 | ZR4184 |  |  | 0:31 | 4184 | ZR4184 |  |  | 0:31 | 4184 | ZR4184 | 2011-06-30 | #REF! | #REF! | 2011-06-30 | #REF! | #REF! | 2011-06-30 | #REF! | #REF! | 2011-06-30 | #REF! | #REF!
|  | 0:31 | 4185 | ZR4185 |  |  | 0:31 | 4185 | ZR4185 |  |  | 0:31 | 4185 | ZR4185 |  |  | 0:31 | 4185 | ZR4185 |  | #REF! | #REF! |  | #REF! | #REF! |  | #REF! | #REF! |  | #REF! | #REF!
|  | 0:31 | 4186 | ZR4186 |  |  | 0:31 | 4186 | ZR4186 |  |  | 0:31 | 4186 | ZR4186 |  |  | 0:31 | 4186 | ZR4186 | 2011-07-01 | #REF! | #REF! | 2011-07-01 | #REF! | #REF! | 2011-07-01 | #REF! | #REF! | 2011-07-01 | #REF! | #REF!
|  | 0:31 | 4187 | ZR4187 |  |  | 0:31 | 4187 | ZR4187 |  |  | 0:31 | 4187 | ZR4187 |  |  | 0:31 | 4187 | ZR4187 | 2011-07-02 | #REF! | #REF! | 2011-07-02 | #REF! | #REF! | 2011-07-02 | #REF! | #REF! | 2011-07-02 | #REF! | #REF!
|  | 0:31 | 4188 | ZR4188 |  |  | 0:31 | 4188 | ZR4188 |  |  | 0:31 | 4188 | ZR4188 |  |  | 0:31 | 4188 | ZR4188 | 2011-07-03 | #REF! | #REF! | 2011-07-03 | #REF! | #REF! | 2011-07-03 | #REF! | #REF! | 2011-07-03 | #REF! | #REF!
|  | 0:31 | 4189 | ZR4189 |  |  | 0:31 | 4189 | ZR4189 |  |  | 0:31 | 4189 | ZR4189 |  |  | 0:31 | 4189 | ZR4189 | 2011-07-04 | #REF! | #REF! | 2011-07-04 | #REF! | #REF! | 2011-07-04 | #REF! | #REF! | 2011-07-04 | #REF! | #REF!
|  | 0:32 | 4190 | ZR4190 |  |  | 0:32 | 4190 | ZR4190 |  |  | 0:32 | 4190 | ZR4190 |  |  | 0:32 | 4190 | ZR4190 | 2011-07-05 | #REF! | #REF! | 2011-07-05 | #REF! | #REF! | 2011-07-05 | #REF! | #REF! | 2011-07-05 | #REF! | #REF!
|  | 0:32 | 4191 | ZR4191 |  |  | 0:32 | 4191 | ZR4191 |  |  | 0:32 | 4191 | ZR4191 |  |  | 0:32 | 4191 | ZR4191 | 2011-07-06 | #REF! | #REF! | 2011-07-06 | #REF! | #REF! | 2011-07-06 | #REF! | #REF! | 2011-07-06 | #REF! | #REF!
|  | 0:32 | 4192 | ZR4192 |  |  | 0:32 | 4192 | ZR4192 |  |  | 0:32 | 4192 | ZR4192 |  |  | 0:32 | 4192 | ZR4192 | 2011-07-07 | #REF! | #REF! | 2011-07-07 | #REF! | #REF! | 2011-07-07 | #REF! | #REF! | 2011-07-07 | #REF! | #REF!
|  | 0:32 | 4193 | ZR4193 |  |  | 0:32 | 4193 | ZR4193 |  |  | 0:32 | 4193 | ZR4193 |  |  | 0:32 | 4193 | ZR4193 | 2011-07-08 | #REF! | #REF! | 2011-07-08 | #REF! | #REF! | 2011-07-08 | #REF! | #REF! | 2011-07-08 | #REF! | #REF!
|  | 0:32 | 4194 | ZR4194 |  |  | 0:32 | 4194 | ZR4194 |  |  | 0:32 | 4194 | ZR4194 |  |  | 0:32 | 4194 | ZR4194 | 2011-07-09 | #REF! | #REF! | 2011-07-09 | #REF! | #REF! | 2011-07-09 | #REF! | #REF! | 2011-07-09 | #REF! | #REF!
|  | 0:32 | 4195 | ZR4195 |  |  | 0:32 | 4195 | ZR4195 |  |  | 0:32 | 4195 | ZR4195 |  |  | 0:32 | 4195 | ZR4195 | 2011-07-10 | #REF! | #REF! | 2011-07-10 | #REF! | #REF! | 2011-07-10 | #REF! | #REF! | 2011-07-10 | #REF! | #REF!
|  | 0:33 | 4196 | ZR4196 |  |  | 0:33 | 4196 | ZR4196 |  |  | 0:33 | 4196 | ZR4196 |  |  | 0:33 | 4196 | ZR4196 | 2011-07-11 | #REF! | #REF! | 2011-07-11 | #REF! | #REF! | 2011-07-11 | #REF! | #REF! | 2011-07-11 | #REF! | #REF!
|  | 0:33 | 4197 | ZR4197 |  |  | 0:33 | 4197 | ZR4197 |  |  | 0:33 | 4197 | ZR4197 |  |  | 0:33 | 4197 | ZR4197 | 2011-07-12 | #REF! | #REF! | 2011-07-12 | #REF! | #REF! | 2011-07-12 | #REF! | #REF! | 2011-07-12 | #REF! | #REF!
|  | 0:33 | 4198 | ZR4198 |  |  | 0:33 | 4198 | ZR4198 |  |  | 0:33 | 4198 | ZR4198 |  |  | 0:33 | 4198 | ZR4198 | 2011-07-13 | #REF! | #REF! | 2011-07-13 | #REF! | #REF! | 2011-07-13 | #REF! | #REF! | 2011-07-13 | #REF! | #REF!
|  | 0:33 | 4199 | ZR4199 |  |  | 0:33 | 4199 | ZR4199 |  |  | 0:33 | 4199 | ZR4199 |  |  | 0:33 | 4199 | ZR4199 | 2011-07-14 | #REF! | #REF! | 2011-07-14 | #REF! | #REF! | 2011-07-14 | #REF! | #REF! | 2011-07-14 | #REF! | #REF!
|  | 0:33 | 4200 | ZR4200 |  |  | 0:33 | 4200 | ZR4200 |  |  | 0:33 | 4200 | ZR4200 |  |  | 0:33 | 4200 | ZR4200 | 2011-07-15 | #REF! | #REF! | 2011-07-15 | #REF! | #REF! | 2011-07-15 | #REF! | #REF! | 2011-07-15 | #REF! | #REF!
|  | 0:34 | 4201 | ZR4201 |  |  | 0:34 | 4201 | ZR4201 |  |  | 0:34 | 4201 | ZR4201 |  |  | 0:34 | 4201 | ZR4201 | 2011-07-16 | #REF! | #REF! | 2011-07-16 | #REF! | #REF! | 2011-07-16 | #REF! | #REF! | 2011-07-16 | #REF! | #REF!
|  | 0:34 | 4202 | ZR4202 |  |  | 0:34 | 4202 | ZR4202 |  |  | 0:34 | 4202 | ZR4202 |  |  | 0:34 | 4202 | ZR4202 | 2011-07-17 | #REF! | #REF! | 2011-07-17 | #REF! | #REF! | 2011-07-17 | #REF! | #REF! | 2011-07-17 | #REF! | #REF!
|  | 0:34 | 4203 | ZR4203 |  |  | 0:34 | 4203 | ZR4203 |  |  | 0:34 | 4203 | ZR4203 |  |  | 0:34 | 4203 | ZR4203 | 2011-07-18 | #REF! | #REF! | 2011-07-18 | #REF! | #REF! | 2011-07-18 | #REF! | #REF! | 2011-07-18 | #REF! | #REF!
|  | 0:34 | 4204 | ZR4204 |  |  | 0:34 | 4204 | ZR4204 |  |  | 0:34 | 4204 | ZR4204 |  |  | 0:34 | 4204 | ZR4204 | 2011-07-19 | #REF! | #REF! | 2011-07-19 | #REF! | #REF! | 2011-07-19 | #REF! | #REF! | 2011-07-19 | #REF! | #REF!
|  | 0:34 | 4205 | ZR4205 |  |  | 0:34 | 4205 | ZR4205 |  |  | 0:34 | 4205 | ZR4205 |  |  | 0:34 | 4205 | ZR4205 | 2011-07-20 | #REF! | #REF! | 2011-07-20 | #REF! | #REF! | 2011-07-20 | #REF! | #REF! | 2011-07-20 | #REF! | #REF!
|  | 0:34 | 4206 | ZR4206 |  |  | 0:34 | 4206 | ZR4206 |  |  | 0:34 | 4206 | ZR4206 |  |  | 0:34 | 4206 | ZR4206 | 2011-07-21 | #REF! | #REF! | 2011-07-21 | #REF! | #REF! | 2011-07-21 | #REF! | #REF! | 2011-07-21 | #REF! | #REF!
|  | 0:34 | 4207 | ZR4207 |  |  | 0:34 | 4207 | ZR4207 |  |  | 0:34 | 4207 | ZR4207 |  |  | 0:34 | 4207 | ZR4207 | 2011-07-22 | #REF! | #REF! | 2011-07-22 | #REF! | #REF! | 2011-07-22 | #REF! | #REF! | 2011-07-22 | #REF! | #REF!
|  | 0:35 | 4208 | ZR4208 |  |  | 0:35 | 4208 | ZR4208 |  |  | 0:35 | 4208 | ZR4208 |  |  | 0:35 | 4208 | ZR4208 | 2011-07-23 | #REF! | #REF! | 2011-07-23 | #REF! | #REF! | 2011-07-23 | #REF! | #REF! | 2011-07-23 | #REF! | #REF!
|  | 0:35 | 4209 | ZR4209 |  |  | 0:35 | 4209 | ZR4209 |  |  | 0:35 | 4209 | ZR4209 |  |  | 0:35 | 4209 | ZR4209 | 2011-07-24 | #REF! | #REF! | 2011-07-24 | #REF! | #REF! | 2011-07-24 | #REF! | #REF! | 2011-07-24 | #REF! | #REF!
|  | 0:35 | 4210 | ZR4210 |  |  | 0:35 | 4210 | ZR4210 |  |  | 0:35 | 4210 | ZR4210 |  |  | 0:35 | 4210 | ZR4210 | 2011-07-25 | #REF! | #REF! | 2011-07-25 | #REF! | #REF! | 2011-07-25 | #REF! | #REF! | 2011-07-25 | #REF! | #REF!
|  | 0:35 | 4211 | ZR4211 |  |  | 0:35 | 4211 | ZR4211 |  |  | 0:35 | 4211 | ZR4211 |  |  | 0:35 | 4211 | ZR4211 | 2011-07-26 | #REF! | #REF! | 2011-07-26 | #REF! | #REF! | 2011-07-26 | #REF! | #REF! | 2011-07-26 | #REF! | #REF!
|  | 0:35 | 4212 | ZR4212 |  |  | 0:35 | 4212 | ZR4212 |  |  | 0:35 | 4212 | ZR4212 |  |  | 0:35 | 4212 | ZR4212 | 2011-07-27 | #REF! | #REF! | 2011-07-27 | #REF! | #REF! | 2011-07-27 | #REF! | #REF! | 2011-07-27 | #REF! | #REF!
|  | 0:36 | 4213 | ZR4213 |  |  | 0:36 | 4213 | ZR4213 |  |  | 0:36 | 4213 | ZR4213 |  |  | 0:36 | 4213 | ZR4213 | 2011-07-28 | #REF! | #REF! | 2011-07-28 | #REF! | #REF! | 2011-07-28 | #REF! | #REF! | 2011-07-28 | #REF! | #REF!
|  | 0:36 | 4214 | ZR4214 |  |  | 0:36 | 4214 | ZR4214 |  |  | 0:36 | 4214 | ZR4214 |  |  | 0:36 | 4214 | ZR4214 | 2011-07-29 | #REF! | #REF! | 2011-07-29 | #REF! | #REF! | 2011-07-29 | #REF! | #REF! | 2011-07-29 | #REF! | #REF!
|  | 0:36 | 4215 | ZR4215 |  |  | 0:36 | 4215 | ZR4215 |  |  | 0:36 | 4215 | ZR4215 |  |  | 0:36 | 4215 | ZR4215 | 2011-07-30 | #REF! | #REF! | 2011-07-30 | #REF! | #REF! | 2011-07-30 | #REF! | #REF! | 2011-07-30 | #REF! | #REF!
|  | 0:36 | 4216 | ZR4216 |  |  | 0:36 | 4216 | ZR4216 |  |  | 0:36 | 4216 | ZR4216 |  |  | 0:36 | 4216 | ZR4216 | 2011-07-31 | #REF! | #REF! | 2011-07-31 | #REF! | #REF! | 2011-07-31 | #REF! | #REF! | 2011-07-31 | #REF! | #REF!
|  | 0:36 | 4217 | ZR4217 |  |  | 0:36 | 4217 | ZR4217 |  |  | 0:36 | 4217 | ZR4217 |  |  | 0:36 | 4217 | ZR4217 | 2011-08-01 | #REF! | #REF! | 2011-08-01 | #REF! | #REF! | 2011-08-01 | #REF! | #REF! | 2011-08-01 | #REF! | #REF!
|  | 0:36 | 4218 | ZR4218 |  |  | 0:36 | 4218 | ZR4218 |  |  | 0:36 | 4218 | ZR4218 |  |  | 0:36 | 4218 | ZR4218 | 2011-08-02 | #REF! | #REF! | 2011-08-02 | #REF! | #REF! | 2011-08-02 | #REF! | #REF! | 2011-08-02 | #REF! | #REF!
|  | 0:36 | 4219 | ZR4219 |  |  | 0:36 | 4219 | ZR4219 |  |  | 0:36 | 4219 | ZR4219 |  |  | 0:36 | 4219 | ZR4219 | 2011-08-03 | #REF! | #REF! | 2011-08-03 | #REF! | #REF! | 2011-08-03 | #REF! | #REF! | 2011-08-03 | #REF! | #REF!
|  | 0:37 | 4220 | ZR4220 |  |  | 0:37 | 4220 | ZR4220 |  |  | 0:37 | 4220 | ZR4220 |  |  | 0:37 | 4220 | ZR4220 | 2011-08-04 | #REF! | #REF! | 2011-08-04 | #REF! | #REF! | 2011-08-04 | #REF! | #REF! | 2011-08-04 | #REF! | #REF!
|  | 0:37 | 4221 | ZR4221 |  |  | 0:37 | 4221 | ZR4221 |  |  | 0:37 | 4221 | ZR4221 |  |  | 0:37 | 4221 | ZR4221 | 2011-08-05 | #REF! | #REF! | 2011-08-05 | #REF! | #REF! | 2011-08-05 | #REF! | #REF! | 2011-08-05 | #REF! | #REF!
|  | 0:37 | 4222 | ZR4222 |  |  | 0:37 | 4222 | ZR4222 |  |  | 0:37 | 4222 | ZR4222 |  |  | 0:37 | 4222 | ZR4222 | 2011-08-06 | #REF! | #REF! | 2011-08-06 | #REF! | #REF! | 2011-08-06 | #REF! | #REF! | 2011-08-06 | #REF! | #REF!
|  | 0:37 | 4223 | ZR4223 |  |  | 0:37 | 4223 | ZR4223 |  |  | 0:37 | 4223 | ZR4223 |  |  | 0:37 | 4223 | ZR4223 | 2011-08-07 | #REF! | #REF! | 2011-08-07 | #REF! | #REF! | 2011-08-07 | #REF! | #REF! | 2011-08-07 | #REF! | #REF!
|  | 0:37 | 4224 | ZR4224 |  |  | 0:37 | 4224 | ZR4224 |  |  | 0:37 | 4224 | ZR4224 |  |  | 0:37 | 4224 | ZR4224 | 2011-08-08 | #REF! | #REF! | 2011-08-08 | #REF! | #REF! | 2011-08-08 | #REF! | #REF! | 2011-08-08 | #REF! | #REF!
|  | 0:38 | 4225 | ZR4225 |  |  | 0:38 | 4225 | ZR4225 |  |  | 0:38 | 4225 | ZR4225 |  |  | 0:38 | 4225 | ZR4225 | 2011-08-09 | #REF! | #REF! | 2011-08-09 | #REF! | #REF! | 2011-08-09 | #REF! | #REF! | 2011-08-09 | #REF! | #REF!
|  | 0:38 | 4226 | ZR4226 |  |  | 0:38 | 4226 | ZR4226 |  |  | 0:38 | 4226 | ZR4226 |  |  | 0:38 | 4226 | ZR4226 | 2011-08-10 | #REF! | #REF! | 2011-08-10 | #REF! | #REF! | 2011-08-10 | #REF! | #REF! | 2011-08-10 | #REF! | #REF!
|  | 0:38 | 4227 | ZR4227 |  |  | 0:38 | 4227 | ZR4227 |  |  | 0:38 | 4227 | ZR4227 |  |  | 0:38 | 4227 | ZR4227 | 2011-08-11 | #REF! | #REF! | 2011-08-11 | #REF! | #REF! | 2011-08-11 | #REF! | #REF! | 2011-08-11 | #REF! | #REF!
|  | 0:38 | 4228 | ZR4228 |  |  | 0:38 | 4228 | ZR4228 |  |  | 0:38 | 4228 | ZR4228 |  |  | 0:38 | 4228 | ZR4228 | 2011-08-12 | #REF! | #REF! | 2011-08-12 | #REF! | #REF! | 2011-08-12 | #REF! | #REF! | 2011-08-12 | #REF! | #REF!
|  | 0:38 | 4229 | ZR4229 |  |  | 0:38 | 4229 | ZR4229 |  |  | 0:38 | 4229 | ZR4229 |  |  | 0:38 | 4229 | ZR4229 | 2011-08-13 | #REF! | #REF! | 2011-08-13 | #REF! | #REF! | 2011-08-13 | #REF! | #REF! | 2011-08-13 | #REF! | #REF!
|  | 0:38 | 4230 | ZR4230 |  |  | 0:38 | 4230 | ZR4230 |  |  | 0:38 | 4230 | ZR4230 |  |  | 0:38 | 4230 | ZR4230 | 2011-08-14 | #REF! | #REF! | 2011-08-14 | #REF! | #REF! | 2011-08-14 | #REF! | #REF! | 2011-08-14 | #REF! | #REF!
|  | 0:38 | 4231 | ZR4231 |  |  | 0:38 | 4231 | ZR4231 |  |  | 0:38 | 4231 | ZR4231 |  |  | 0:38 | 4231 | ZR4231 | 2011-08-15 | #REF! | #REF! | 2011-08-15 | #REF! | #REF! | 2011-08-15 | #REF! | #REF! | 2011-08-15 | #REF! | #REF!
|  | 0:39 | 4232 | ZR4232 |  |  | 0:39 | 4232 | ZR4232 |  |  | 0:39 | 4232 | ZR4232 |  |  | 0:39 | 4232 | ZR4232 | 2011-08-16 | #REF! | #REF! | 2011-08-16 | #REF! | #REF! | 2011-08-16 | #REF! | #REF! | 2011-08-16 | #REF! | #REF!
|  | 0:39 | 4233 | ZR4233 |  |  | 0:39 | 4233 | ZR4233 |  |  | 0:39 | 4233 | ZR4233 |  |  | 0:39 | 4233 | ZR4233 | 2011-08-17 | #REF! | #REF! | 2011-08-17 | #REF! | #REF! | 2011-08-17 | #REF! | #REF! | 2011-08-17 | #REF! | #REF!
|  | 0:39 | 4234 | ZR4234 |  |  | 0:39 | 4234 | ZR4234 |  |  | 0:39 | 4234 | ZR4234 |  |  | 0:39 | 4234 | ZR4234 | 2011-08-18 | #REF! | #REF! | 2011-08-18 | #REF! | #REF! | 2011-08-18 | #REF! | #REF! | 2011-08-18 | #REF! | #REF!
|  | 0:39 | 4235 | ZR4235 |  |  | 0:39 | 4235 | ZR4235 |  |  | 0:39 | 4235 | ZR4235 |  |  | 0:39 | 4235 | ZR4235 | 2011-08-19 | #REF! | #REF! | 2011-08-19 | #REF! | #REF! | 2011-08-19 | #REF! | #REF! | 2011-08-19 | #REF! | #REF!
|  | 0:39 | 4236 | ZR4236 |  |  | 0:39 | 4236 | ZR4236 |  |  | 0:39 | 4236 | ZR4236 |  |  | 0:39 | 4236 | ZR4236 | 2011-08-20 | #REF! | #REF! | 2011-08-20 | #REF! | #REF! | 2011-08-20 | #REF! | #REF! | 2011-08-20 | #REF! | #REF!
|  | 0:40 | 4237 | ZR4237 |  |  | 0:40 | 4237 | ZR4237 |  |  | 0:40 | 4237 | ZR4237 |  |  | 0:40 | 4237 | ZR4237 | 2011-08-21 | #REF! | #REF! | 2011-08-21 | #REF! | #REF! | 2011-08-21 | #REF! | #REF! | 2011-08-21 | #REF! | #REF!
|  | 0:40 | 4238 | ZR4238 |  |  | 0:40 | 4238 | ZR4238 |  |  | 0:40 | 4238 | ZR4238 |  |  | 0:40 | 4238 | ZR4238 | 2011-08-22 | #REF! | #REF! | 2011-08-22 | #REF! | #REF! | 2011-08-22 | #REF! | #REF! | 2011-08-22 | #REF! | #REF!
|  | 0:40 | 4239 | ZR4239 |  |  | 0:40 | 4239 | ZR4239 |  |  | 0:40 | 4239 | ZR4239 |  |  | 0:40 | 4239 | ZR4239 | 2011-08-23 | #REF! | #REF! | 2011-08-23 | #REF! | #REF! | 2011-08-23 | #REF! | #REF! | 2011-08-23 | #REF! | #REF!
|  | 0:40 | 4240 | ZR4240 |  |  | 0:40 | 4240 | ZR4240 |  |  | 0:40 | 4240 | ZR4240 |  |  | 0:40 | 4240 | ZR4240 | 2011-08-24 | #REF! | #REF! | 2011-08-24 | #REF! | #REF! | 2011-08-24 | #REF! | #REF! | 2011-08-24 | #REF! | #REF!
|  | 0:40 | 4241 | ZR4241 |  |  | 0:40 | 4241 | ZR4241 |  |  | 0:40 | 4241 | ZR4241 |  |  | 0:40 | 4241 | ZR4241 | 2011-08-25 | #REF! | #REF! | 2011-08-25 | #REF! | #REF! | 2011-08-25 | #REF! | #REF! | 2011-08-25 | #REF! | #REF!
|  | 0:40 | 4242 | ZR4242 |  |  | 0:40 | 4242 | ZR4242 |  |  | 0:40 | 4242 | ZR4242 |  |  | 0:40 | 4242 | ZR4242 | 2011-08-26 | #REF! | #REF! | 2011-08-26 | #REF! | #REF! | 2011-08-26 | #REF! | #REF! | 2011-08-26 | #REF! | #REF!
|  | 0:40 | 4243 | ZR4243 |  |  | 0:40 | 4243 | ZR4243 |  |  | 0:40 | 4243 | ZR4243 |  |  | 0:40 | 4243 | ZR4243 | 2011-08-27 | #REF! | #REF! | 2011-08-27 | #REF! | #REF! | 2011-08-27 | #REF! | #REF! | 2011-08-27 | #REF! | #REF!
|  | 0:41 | 4244 | ZR4244 |  |  | 0:41 | 4244 | ZR4244 |  |  | 0:41 | 4244 | ZR4244 |  |  | 0:41 | 4244 | ZR4244 | 2011-08-28 | #REF! | #REF! | 2011-08-28 | #REF! | #REF! | 2011-08-28 | #REF! | #REF! | 2011-08-28 | #REF! | #REF!
|  | 0:41 | 4245 | ZR4245 |  |  | 0:41 | 4245 | ZR4245 |  |  | 0:41 | 4245 | ZR4245 |  |  | 0:41 | 4245 | ZR4245 | 2011-08-29 | #REF! | #REF! | 2011-08-29 | #REF! | #REF! | 2011-08-29 | #REF! | #REF! | 2011-08-29 | #REF! | #REF!
|  | 0:41 | 4246 | ZR4246 |  |  | 0:41 | 4246 | ZR4246 |  |  | 0:41 | 4246 | ZR4246 |  |  | 0:41 | 4246 | ZR4246 | 2011-08-30 | #REF! | #REF! | 2011-08-30 | #REF! | #REF! | 2011-08-30 | #REF! | #REF! | 2011-08-30 | #REF! | #REF!
|  | 0:41 | 4247 | ZR4247 |  |  | 0:41 | 4247 | ZR4247 |  |  | 0:41 | 4247 | ZR4247 |  |  | 0:41 | 4247 | ZR4247 | 2011-08-31 | #REF! | #REF! | 2011-08-31 | #REF! | #REF! | 2011-08-31 | #REF! | #REF! | 2011-08-31 | #REF! | #REF!
|  | 0:41 | 4248 | ZR4248 |  |  | 0:41 | 4248 | ZR4248 |  |  | 0:41 | 4248 | ZR4248 |  |  | 0:41 | 4248 | ZR4248 | 2011-09-01 | #REF! | #REF! | 2011-09-01 | #REF! | #REF! | 2011-09-01 | #REF! | #REF! | 2011-09-01 | #REF! | #REF!
|  | 0:41 | 4249 | ZR4249 |  |  | 0:41 | 4249 | ZR4249 |  |  | 0:41 | 4249 | ZR4249 |  |  | 0:41 | 4249 | ZR4249 | 2011-09-02 | #REF! | #REF! | 2011-09-02 | #REF! | #REF! | 2011-09-02 | #REF! | #REF! | 2011-09-02 | #REF! | #REF!
|  | 0:42 | 4250 | ZR4250 |  |  | 0:42 | 4250 | ZR4250 |  |  | 0:42 | 4250 | ZR4250 |  |  | 0:42 | 4250 | ZR4250 | 2011-09-03 | #REF! | #REF! | 2011-09-03 | #REF! | #REF! | 2011-09-03 | #REF! | #REF! | 2011-09-03 | #REF! | #REF!
|  | 0:42 | 4251 | ZR4251 |  |  | 0:42 | 4251 | ZR4251 |  |  | 0:42 | 4251 | ZR4251 |  |  | 0:42 | 4251 | ZR4251 | 2011-09-04 | #REF! | #REF! | 2011-09-04 | #REF! | #REF! | 2011-09-04 | #REF! | #REF! | 2011-09-04 | #REF! | #REF!
|  | 0:42 | 4252 | ZR4252 |  |  | 0:42 | 4252 | ZR4252 |  |  | 0:42 | 4252 | ZR4252 |  |  | 0:42 | 4252 | ZR4252 | 2011-09-05 | #REF! | #REF! | 2011-09-05 | #REF! | #REF! | 2011-09-05 | #REF! | #REF! | 2011-09-05 | #REF! | #REF!
|  | 0:42 | 4253 | ZR4253 |  |  | 0:42 | 4253 | ZR4253 |  |  | 0:42 | 4253 | ZR4253 |  |  | 0:42 | 4253 | ZR4253 | 2011-09-06 | #REF! | #REF! | 2011-09-06 | #REF! | #REF! | 2011-09-06 | #REF! | #REF! | 2011-09-06 | #REF! | #REF!
|  | 0:42 | 4254 | ZR4254 |  |  | 0:42 | 4254 | ZR4254 |  |  | 0:42 | 4254 | ZR4254 |  |  | 0:42 | 4254 | ZR4254 | 2011-09-07 | #REF! | #REF! | 2011-09-07 | #REF! | #REF! | 2011-09-07 | #REF! | #REF! | 2011-09-07 | #REF! | #REF!
|  | 0:43 | 4255 | ZR4255 |  |  | 0:43 | 4255 | ZR4255 |  |  | 0:43 | 4255 | ZR4255 |  |  | 0:43 | 4255 | ZR4255 | 2011-09-08 | #REF! | #REF! | 2011-09-08 | #REF! | #REF! | 2011-09-08 | #REF! | #REF! | 2011-09-08 | #REF! | #REF!
|  | 0:43 | 4256 | ZR4256 |  |  | 0:43 | 4256 | ZR4256 |  |  | 0:43 | 4256 | ZR4256 |  |  | 0:43 | 4256 | ZR4256 | 2011-09-09 | #REF! | #REF! | 2011-09-09 | #REF! | #REF! | 2011-09-09 | #REF! | #REF! | 2011-09-09 | #REF! | #REF!
|  | 0:43 | 4257 | ZR4257 |  |  | 0:43 | 4257 | ZR4257 |  |  | 0:43 | 4257 | ZR4257 |  |  | 0:43 | 4257 | ZR4257 | 2011-09-10 | #REF! | #REF! | 2011-09-10 | #REF! | #REF! | 2011-09-10 | #REF! | #REF! | 2011-09-10 | #REF! | #REF!
|  | 0:43 | 4258 | ZR4258 |  |  | 0:43 | 4258 | ZR4258 |  |  | 0:43 | 4258 | ZR4258 |  |  | 0:43 | 4258 | ZR4258 | 2011-09-11 | #REF! | #REF! | 2011-09-11 | #REF! | #REF! | 2011-09-11 | #REF! | #REF! | 2011-09-11 | #REF! | #REF!
|  | 0:43 | 4259 | ZR4259 |  |  | 0:43 | 4259 | ZR4259 |  |  | 0:43 | 4259 | ZR4259 |  |  | 0:43 | 4259 | ZR4259 | 2011-09-12 | #REF! | #REF! | 2011-09-12 | #REF! | #REF! | 2011-09-12 | #REF! | #REF! | 2011-09-12 | #REF! | #REF!
|  | 0:43 | 4260 | ZR4260 |  |  | 0:43 | 4260 | ZR4260 |  |  | 0:43 | 4260 | ZR4260 |  |  | 0:43 | 4260 | ZR4260 | 2011-09-13 | #REF! | #REF! | 2011-09-13 | #REF! | #REF! | 2011-09-13 | #REF! | #REF! | 2011-09-13 | #REF! | #REF!
|  | 0:43 | 4261 | ZR4261 |  |  | 0:43 | 4261 | ZR4261 |  |  | 0:43 | 4261 | ZR4261 |  |  | 0:43 | 4261 | ZR4261 | 2011-09-14 | #REF! | #REF! | 2011-09-14 | #REF! | #REF! | 2011-09-14 | #REF! | #REF! | 2011-09-14 | #REF! | #REF!
|  | 0:44 | 4262 | ZR4262 |  |  | 0:44 | 4262 | ZR4262 |  |  | 0:44 | 4262 | ZR4262 |  |  | 0:44 | 4262 | ZR4262 | 2011-09-15 | #REF! | #REF! | 2011-09-15 | #REF! | #REF! | 2011-09-15 | #REF! | #REF! | 2011-09-15 | #REF! | #REF!
|  | 0:44 | 4263 | ZR4263 |  |  | 0:44 | 4263 | ZR4263 |  |  | 0:44 | 4263 | ZR4263 |  |  | 0:44 | 4263 | ZR4263 | 2011-09-16 | #REF! | #REF! | 2011-09-16 | #REF! | #REF! | 2011-09-16 | #REF! | #REF! | 2011-09-16 | #REF! | #REF!
|  | 0:44 | 4264 | ZR4264 |  |  | 0:44 | 4264 | ZR4264 |  |  | 0:44 | 4264 | ZR4264 |  |  | 0:44 | 4264 | ZR4264 | 2011-09-17 | #REF! | #REF! | 2011-09-17 | #REF! | #REF! | 2011-09-17 | #REF! | #REF! | 2011-09-17 | #REF! | #REF!
|  | 0:44 | 4265 | ZR4265 |  |  | 0:44 | 4265 | ZR4265 |  |  | 0:44 | 4265 | ZR4265 |  |  | 0:44 | 4265 | ZR4265 | 2011-09-18 | #REF! | #REF! | 2011-09-18 | #REF! | #REF! | 2011-09-18 | #REF! | #REF! | 2011-09-18 | #REF! | #REF!
|  | 0:44 | 4266 | ZR4266 |  |  | 0:44 | 4266 | ZR4266 |  |  | 0:44 | 4266 | ZR4266 |  |  | 0:44 | 4266 | ZR4266 | 2011-09-19 | #REF! | #REF! | 2011-09-19 | #REF! | #REF! | 2011-09-19 | #REF! | #REF! | 2011-09-19 | #REF! | #REF!
|  | 0:45 | 4267 | ZR4267 |  |  | 0:45 | 4267 | ZR4267 |  |  | 0:45 | 4267 | ZR4267 |  |  | 0:45 | 4267 | ZR4267 | 2011-09-20 | #REF! | #REF! | 2011-09-20 | #REF! | #REF! | 2011-09-20 | #REF! | #REF! | 2011-09-20 | #REF! | #REF!
|  | 0:45 | 4268 | ZR4268 |  |  | 0:45 | 4268 | ZR4268 |  |  | 0:45 | 4268 | ZR4268 |  |  | 0:45 | 4268 | ZR4268 | 2011-09-21 | #REF! | #REF! | 2011-09-21 | #REF! | #REF! | 2011-09-21 | #REF! | #REF! | 2011-09-21 | #REF! | #REF!
|  | 0:45 | 4269 | ZR4269 |  |  | 0:45 | 4269 | ZR4269 |  |  | 0:45 | 4269 | ZR4269 |  |  | 0:45 | 4269 | ZR4269 | 2011-09-22 | #REF! | #REF! | 2011-09-22 | #REF! | #REF! | 2011-09-22 | #REF! | #REF! | 2011-09-22 | #REF! | #REF!
|  | 0:45 | 4270 | ZR4270 |  |  | 0:45 | 4270 | ZR4270 |  |  | 0:45 | 4270 | ZR4270 |  |  | 0:45 | 4270 | ZR4270 | 2011-09-23 | #REF! | #REF! | 2011-09-23 | #REF! | #REF! | 2011-09-23 | #REF! | #REF! | 2011-09-23 | #REF! | #REF!
|  | 0:45 | 4271 | ZR4271 |  |  | 0:45 | 4271 | ZR4271 |  |  | 0:45 | 4271 | ZR4271 |  |  | 0:45 | 4271 | ZR4271 | 2011-09-24 | #REF! | #REF! | 2011-09-24 | #REF! | #REF! | 2011-09-24 | #REF! | #REF! | 2011-09-24 | #REF! | #REF!
|  | 0:45 | 4272 | ZR4272 |  |  | 0:45 | 4272 | ZR4272 |  |  | 0:45 | 4272 | ZR4272 |  |  | 0:45 | 4272 | ZR4272 | 2011-09-25 | #REF! | #REF! | 2011-09-25 | #REF! | #REF! | 2011-09-25 | #REF! | #REF! | 2011-09-25 | #REF! | #REF!
|  | 0:45 | 4273 | ZR4273 |  |  | 0:45 | 4273 | ZR4273 |  |  | 0:45 | 4273 | ZR4273 |  |  | 0:45 | 4273 | ZR4273 | 2011-09-26 | #REF! | #REF! | 2011-09-26 | #REF! | #REF! | 2011-09-26 | #REF! | #REF! | 2011-09-26 | #REF! | #REF!
|  | 0:46 | 4274 | ZR4274 |  |  | 0:46 | 4274 | ZR4274 |  |  | 0:46 | 4274 | ZR4274 |  |  | 0:46 | 4274 | ZR4274 | 2011-09-27 | #REF! | #REF! | 2011-09-27 | #REF! | #REF! | 2011-09-27 | #REF! | #REF! | 2011-09-27 | #REF! | #REF!
|  | 0:46 | 4275 | ZR4275 |  |  | 0:46 | 4275 | ZR4275 |  |  | 0:46 | 4275 | ZR4275 |  |  | 0:46 | 4275 | ZR4275 | 2011-09-28 | #REF! | #REF! | 2011-09-28 | #REF! | #REF! | 2011-09-28 | #REF! | #REF! | 2011-09-28 | #REF! | #REF!
|  | 0:46 | 4276 | ZR4276 |  |  | 0:46 | 4276 | ZR4276 |  |  | 0:46 | 4276 | ZR4276 |  |  | 0:46 | 4276 | ZR4276 | 2011-09-29 | #REF! | #REF! | 2011-09-29 | #REF! | #REF! | 2011-09-29 | #REF! | #REF! | 2011-09-29 | #REF! | #REF!
|  | 0:46 | 4277 | ZR4277 |  |  | 0:46 | 4277 | ZR4277 |  |  | 0:46 | 4277 | ZR4277 |  |  | 0:46 | 4277 | ZR4277 | 2011-09-30 | #REF! | #REF! | 2011-09-30 | #REF! | #REF! | 2011-09-30 | #REF! | #REF! | 2011-09-30 | #REF! | #REF!
|  | 0:46 | 4278 | ZR4278 |  |  | 0:46 | 4278 | ZR4278 |  |  | 0:46 | 4278 | ZR4278 |  |  | 0:46 | 4278 | ZR4278 |  | #REF! | #REF! |  | #REF! | #REF! |  | #REF! | #REF! |  | #REF! | #REF!
|  | 0:47 | 4279 | ZR4279 |  |  | 0:47 | 4279 | ZR4279 |  |  | 0:47 | 4279 | ZR4279 |  |  | 0:47 | 4279 | ZR4279 | 2011-10-01 | #REF! | #REF! | 2011-10-01 | #REF! | #REF! | 2011-10-01 | #REF! | #REF! | 2011-10-01 | #REF! | #REF!
|  | 0:47 | 4280 | ZR4280 |  |  | 0:47 | 4280 | ZR4280 |  |  | 0:47 | 4280 | ZR4280 |  |  | 0:47 | 4280 | ZR4280 | 2011-10-02 | #REF! | #REF! | 2011-10-02 | #REF! | #REF! | 2011-10-02 | #REF! | #REF! | 2011-10-02 | #REF! | #REF!
|  | 0:47 | 4281 | ZR4281 |  |  | 0:47 | 4281 | ZR4281 |  |  | 0:47 | 4281 | ZR4281 |  |  | 0:47 | 4281 | ZR4281 | 2011-10-03 | #REF! | #REF! | 2011-10-03 | #REF! | #REF! | 2011-10-03 | #REF! | #REF! | 2011-10-03 | #REF! | #REF!
|  | 0:47 | 4282 | ZR4282 |  |  | 0:47 | 4282 | ZR4282 |  |  | 0:47 | 4282 | ZR4282 |  |  | 0:47 | 4282 | ZR4282 | 2011-10-04 | #REF! | #REF! | 2011-10-04 | #REF! | #REF! | 2011-10-04 | #REF! | #REF! | 2011-10-04 | #REF! | #REF!
|  | 0:47 | 4283 | ZR4283 |  |  | 0:47 | 4283 | ZR4283 |  |  | 0:47 | 4283 | ZR4283 |  |  | 0:47 | 4283 | ZR4283 | 2011-10-05 | #REF! | #REF! | 2011-10-05 | #REF! | #REF! | 2011-10-05 | #REF! | #REF! | 2011-10-05 | #REF! | #REF!
|  | 0:47 | 4284 | ZR4284 |  |  | 0:47 | 4284 | ZR4284 |  |  | 0:47 | 4284 | ZR4284 |  |  | 0:47 | 4284 | ZR4284 | 2011-10-06 | #REF! | #REF! | 2011-10-06 | #REF! | #REF! | 2011-10-06 | #REF! | #REF! | 2011-10-06 | #REF! | #REF!
|  | 0:47 | 4285 | ZR4285 |  |  | 0:47 | 4285 | ZR4285 |  |  | 0:47 | 4285 | ZR4285 |  |  | 0:47 | 4285 | ZR4285 | 2011-10-07 | #REF! | #REF! | 2011-10-07 | #REF! | #REF! | 2011-10-07 | #REF! | #REF! | 2011-10-07 | #REF! | #REF!
|  | 0:48 | 4286 | ZR4286 |  |  | 0:48 | 4286 | ZR4286 |  |  | 0:48 | 4286 | ZR4286 |  |  | 0:48 | 4286 | ZR4286 | 2011-10-08 | #REF! | #REF! | 2011-10-08 | #REF! | #REF! | 2011-10-08 | #REF! | #REF! | 2011-10-08 | #REF! | #REF!
|  | 0:48 | 4287 | ZR4287 |  |  | 0:48 | 4287 | ZR4287 |  |  | 0:48 | 4287 | ZR4287 |  |  | 0:48 | 4287 | ZR4287 | 2011-10-09 | #REF! | #REF! | 2011-10-09 | #REF! | #REF! | 2011-10-09 | #REF! | #REF! | 2011-10-09 | #REF! | #REF!
|  | 0:48 | 4288 | ZR4288 |  |  | 0:48 | 4288 | ZR4288 |  |  | 0:48 | 4288 | ZR4288 |  |  | 0:48 | 4288 | ZR4288 | 2011-10-10 | #REF! | #REF! | 2011-10-10 | #REF! | #REF! | 2011-10-10 | #REF! | #REF! | 2011-10-10 | #REF! | #REF!
|  | 0:48 | 4289 | ZR4289 |  |  | 0:48 | 4289 | ZR4289 |  |  | 0:48 | 4289 | ZR4289 |  |  | 0:48 | 4289 | ZR4289 | 2011-10-11 | #REF! | #REF! | 2011-10-11 | #REF! | #REF! | 2011-10-11 | #REF! | #REF! | 2011-10-11 | #REF! | #REF!
|  | 0:48 | 4290 | ZR4290 |  |  | 0:48 | 4290 | ZR4290 |  |  | 0:48 | 4290 | ZR4290 |  |  | 0:48 | 4290 | ZR4290 | 2011-10-12 | #REF! | #REF! | 2011-10-12 | #REF! | #REF! | 2011-10-12 | #REF! | #REF! | 2011-10-12 | #REF! | #REF!
|  | 0:49 | 4291 | ZR4291 |  |  | 0:49 | 4291 | ZR4291 |  |  | 0:49 | 4291 | ZR4291 |  |  | 0:49 | 4291 | ZR4291 | 2011-10-13 | #REF! | #REF! | 2011-10-13 | #REF! | #REF! | 2011-10-13 | #REF! | #REF! | 2011-10-13 | #REF! | #REF!
|  | 0:49 | 4292 | ZR4292 |  |  | 0:49 | 4292 | ZR4292 |  |  | 0:49 | 4292 | ZR4292 |  |  | 0:49 | 4292 | ZR4292 | 2011-10-14 | #REF! | #REF! | 2011-10-14 | #REF! | #REF! | 2011-10-14 | #REF! | #REF! | 2011-10-14 | #REF! | #REF!
|  | 0:49 | 4293 | ZR4293 |  |  | 0:49 | 4293 | ZR4293 |  |  | 0:49 | 4293 | ZR4293 |  |  | 0:49 | 4293 | ZR4293 | 2011-10-15 | #REF! | #REF! | 2011-10-15 | #REF! | #REF! | 2011-10-15 | #REF! | #REF! | 2011-10-15 | #REF! | #REF!
|  | 0:49 | 4294 | ZR4294 |  |  | 0:49 | 4294 | ZR4294 |  |  | 0:49 | 4294 | ZR4294 |  |  | 0:49 | 4294 | ZR4294 | 2011-10-16 | #REF! | #REF! | 2011-10-16 | #REF! | #REF! | 2011-10-16 | #REF! | #REF! | 2011-10-16 | #REF! | #REF!
|  | 0:49 | 4295 | ZR4295 |  |  | 0:49 | 4295 | ZR4295 |  |  | 0:49 | 4295 | ZR4295 |  |  | 0:49 | 4295 | ZR4295 | 2011-10-17 | #REF! | #REF! | 2011-10-17 | #REF! | #REF! | 2011-10-17 | #REF! | #REF! | 2011-10-17 | #REF! | #REF!
|  | 0:49 | 4296 | ZR4296 |  |  | 0:49 | 4296 | ZR4296 |  |  | 0:49 | 4296 | ZR4296 |  |  | 0:49 | 4296 | ZR4296 | 2011-10-18 | #REF! | #REF! | 2011-10-18 | #REF! | #REF! | 2011-10-18 | #REF! | #REF! | 2011-10-18 | #REF! | #REF!
|  | 0:50 | 4297 | ZR4297 |  |  | 0:50 | 4297 | ZR4297 |  |  | 0:50 | 4297 | ZR4297 |  |  | 0:50 | 4297 | ZR4297 | 2011-10-19 | #REF! | #REF! | 2011-10-19 | #REF! | #REF! | 2011-10-19 | #REF! | #REF! | 2011-10-19 | #REF! | #REF!
|  | 0:50 | 4298 | ZR4298 |  |  | 0:50 | 4298 | ZR4298 |  |  | 0:50 | 4298 | ZR4298 |  |  | 0:50 | 4298 | ZR4298 | 2011-10-20 | #REF! | #REF! | 2011-10-20 | #REF! | #REF! | 2011-10-20 | #REF! | #REF! | 2011-10-20 | #REF! | #REF!
|  | 0:50 | 4299 | ZR4299 |  |  | 0:50 | 4299 | ZR4299 |  |  | 0:50 | 4299 | ZR4299 |  |  | 0:50 | 4299 | ZR4299 | 2011-10-21 | #REF! | #REF! | 2011-10-21 | #REF! | #REF! | 2011-10-21 | #REF! | #REF! | 2011-10-21 | #REF! | #REF!
|  | 0:50 | 4300 | ZR4300 |  |  | 0:50 | 4300 | ZR4300 |  |  | 0:50 | 4300 | ZR4300 |  |  | 0:50 | 4300 | ZR4300 | 2011-10-22 | #REF! | #REF! | 2011-10-22 | #REF! | #REF! | 2011-10-22 | #REF! | #REF! | 2011-10-22 | #REF! | #REF!
|  | 0:50 | 4301 | ZR4301 |  |  | 0:50 | 4301 | ZR4301 |  |  | 0:50 | 4301 | ZR4301 |  |  | 0:50 | 4301 | ZR4301 | 2011-10-23 | #REF! | #REF! | 2011-10-23 | #REF! | #REF! | 2011-10-23 | #REF! | #REF! | 2011-10-23 | #REF! | #REF!
|  | 0:50 | 4302 | ZR4302 |  |  | 0:50 | 4302 | ZR4302 |  |  | 0:50 | 4302 | ZR4302 |  |  | 0:50 | 4302 | ZR4302 | 2011-10-24 | #REF! | #REF! | 2011-10-24 | #REF! | #REF! | 2011-10-24 | #REF! | #REF! | 2011-10-24 | #REF! | #REF!
|  | 0:50 | 4303 | ZR4303 |  |  | 0:50 | 4303 | ZR4303 |  |  | 0:50 | 4303 | ZR4303 |  |  | 0:50 | 4303 | ZR4303 | 2011-10-25 | #REF! | #REF! | 2011-10-25 | #REF! | #REF! | 2011-10-25 | #REF! | #REF! | 2011-10-25 | #REF! | #REF!
|  | 0:51 | 4304 | ZR4304 |  |  | 0:51 | 4304 | ZR4304 |  |  | 0:51 | 4304 | ZR4304 |  |  | 0:51 | 4304 | ZR4304 | 2011-10-26 | #REF! | #REF! | 2011-10-26 | #REF! | #REF! | 2011-10-26 | #REF! | #REF! | 2011-10-26 | #REF! | #REF!
|  | 0:51 | 4305 | ZR4305 |  |  | 0:51 | 4305 | ZR4305 |  |  | 0:51 | 4305 | ZR4305 |  |  | 0:51 | 4305 | ZR4305 | 2011-10-27 | #REF! | #REF! | 2011-10-27 | #REF! | #REF! | 2011-10-27 | #REF! | #REF! | 2011-10-27 | #REF! | #REF!
|  | 0:51 | 4306 | ZR4306 |  |  | 0:51 | 4306 | ZR4306 |  |  | 0:51 | 4306 | ZR4306 |  |  | 0:51 | 4306 | ZR4306 | 2011-10-28 | #REF! | #REF! | 2011-10-28 | #REF! | #REF! | 2011-10-28 | #REF! | #REF! | 2011-10-28 | #REF! | #REF!
|  | 0:51 | 4307 | ZR4307 |  |  | 0:51 | 4307 | ZR4307 |  |  | 0:51 | 4307 | ZR4307 |  |  | 0:51 | 4307 | ZR4307 | 2011-10-29 | #REF! | #REF! | 2011-10-29 | #REF! | #REF! | 2011-10-29 | #REF! | #REF! | 2011-10-29 | #REF! | #REF!
|  | 0:51 | 4308 | ZR4308 |  |  | 0:51 | 4308 | ZR4308 |  |  | 0:51 | 4308 | ZR4308 |  |  | 0:51 | 4308 | ZR4308 | 2011-10-30 | #REF! | #REF! | 2011-10-30 | #REF! | #REF! | 2011-10-30 | #REF! | #REF! | 2011-10-30 | #REF! | #REF!
|  | 0:52 | 4309 | ZR4309 |  |  | 0:52 | 4309 | ZR4309 |  |  | 0:52 | 4309 | ZR4309 |  |  | 0:52 | 4309 | ZR4309 | 2011-10-31 | #REF! | #REF! | 2011-10-31 | #REF! | #REF! | 2011-10-31 | #REF! | #REF! | 2011-10-31 | #REF! | #REF!
|  | 0:52 | 4310 | ZR4310 |  |  | 0:52 | 4310 | ZR4310 |  |  | 0:52 | 4310 | ZR4310 |  |  | 0:52 | 4310 | ZR4310 | 2011-11-01 | #REF! | #REF! | 2011-11-01 | #REF! | #REF! | 2011-11-01 | #REF! | #REF! | 2011-11-01 | #REF! | #REF!
|  | 0:52 | 4311 | ZR4311 |  |  | 0:52 | 4311 | ZR4311 |  |  | 0:52 | 4311 | ZR4311 |  |  | 0:52 | 4311 | ZR4311 | 2011-11-02 | #REF! | #REF! | 2011-11-02 | #REF! | #REF! | 2011-11-02 | #REF! | #REF! | 2011-11-02 | #REF! | #REF!
|  | 0:52 | 4312 | ZR4312 |  |  | 0:52 | 4312 | ZR4312 |  |  | 0:52 | 4312 | ZR4312 |  |  | 0:52 | 4312 | ZR4312 | 2011-11-03 | #REF! | #REF! | 2011-11-03 | #REF! | #REF! | 2011-11-03 | #REF! | #REF! | 2011-11-03 | #REF! | #REF!
|  | 0:52 | 4313 | ZR4313 |  |  | 0:52 | 4313 | ZR4313 |  |  | 0:52 | 4313 | ZR4313 |  |  | 0:52 | 4313 | ZR4313 | 2011-11-04 | #REF! | #REF! | 2011-11-04 | #REF! | #REF! | 2011-11-04 | #REF! | #REF! | 2011-11-04 | #REF! | #REF!
|  | 0:52 | 4314 | ZR4314 |  |  | 0:52 | 4314 | ZR4314 |  |  | 0:52 | 4314 | ZR4314 |  |  | 0:52 | 4314 | ZR4314 | 2011-11-05 | #REF! | #REF! | 2011-11-05 | #REF! | #REF! | 2011-11-05 | #REF! | #REF! | 2011-11-05 | #REF! | #REF!
|  | 0:52 | 4315 | ZR4315 |  |  | 0:52 | 4315 | ZR4315 |  |  | 0:52 | 4315 | ZR4315 |  |  | 0:52 | 4315 | ZR4315 | 2011-11-06 | #REF! | #REF! | 2011-11-06 | #REF! | #REF! | 2011-11-06 | #REF! | #REF! | 2011-11-06 | #REF! | #REF!
|  | 0:53 | 4316 | ZR4316 |  |  | 0:53 | 4316 | ZR4316 |  |  | 0:53 | 4316 | ZR4316 |  |  | 0:53 | 4316 | ZR4316 | 2011-11-07 | #REF! | #REF! | 2011-11-07 | #REF! | #REF! | 2011-11-07 | #REF! | #REF! | 2011-11-07 | #REF! | #REF!
|  | 0:53 | 4317 | ZR4317 |  |  | 0:53 | 4317 | ZR4317 |  |  | 0:53 | 4317 | ZR4317 |  |  | 0:53 | 4317 | ZR4317 | 2011-11-08 | #REF! | #REF! | 2011-11-08 | #REF! | #REF! | 2011-11-08 | #REF! | #REF! | 2011-11-08 | #REF! | #REF!
|  | 0:53 | 4318 | ZR4318 |  |  | 0:53 | 4318 | ZR4318 |  |  | 0:53 | 4318 | ZR4318 |  |  | 0:53 | 4318 | ZR4318 | 2011-11-09 | #REF! | #REF! | 2011-11-09 | #REF! | #REF! | 2011-11-09 | #REF! | #REF! | 2011-11-09 | #REF! | #REF!
|  | 0:53 | 4319 | ZR4319 |  |  | 0:53 | 4319 | ZR4319 |  |  | 0:53 | 4319 | ZR4319 |  |  | 0:53 | 4319 | ZR4319 | 2011-11-10 | #REF! | #REF! | 2011-11-10 | #REF! | #REF! | 2011-11-10 | #REF! | #REF! | 2011-11-10 | #REF! | #REF!
|  | 0:53 | 4320 | ZR4320 |  |  | 0:53 | 4320 | ZR4320 |  |  | 0:53 | 4320 | ZR4320 |  |  | 0:53 | 4320 | ZR4320 | 2011-11-11 | #REF! | #REF! | 2011-11-11 | #REF! | #REF! | 2011-11-11 | #REF! | #REF! | 2011-11-11 | #REF! | #REF!
|  | 0:54 | 4321 | ZR4321 |  |  | 0:54 | 4321 | ZR4321 |  |  | 0:54 | 4321 | ZR4321 |  |  | 0:54 | 4321 | ZR4321 | 2011-11-12 | #REF! | #REF! | 2011-11-12 | #REF! | #REF! | 2011-11-12 | #REF! | #REF! | 2011-11-12 | #REF! | #REF!
|  | 0:54 | 4322 | ZR4322 |  |  | 0:54 | 4322 | ZR4322 |  |  | 0:54 | 4322 | ZR4322 |  |  | 0:54 | 4322 | ZR4322 | 2011-11-13 | #REF! | #REF! | 2011-11-13 | #REF! | #REF! | 2011-11-13 | #REF! | #REF! | 2011-11-13 | #REF! | #REF!
|  | 0:54 | 4323 | ZR4323 |  |  | 0:54 | 4323 | ZR4323 |  |  | 0:54 | 4323 | ZR4323 |  |  | 0:54 | 4323 | ZR4323 | 2011-11-14 | #REF! | #REF! | 2011-11-14 | #REF! | #REF! | 2011-11-14 | #REF! | #REF! | 2011-11-14 | #REF! | #REF!
|  | 0:54 | 4324 | ZR4324 |  |  | 0:54 | 4324 | ZR4324 |  |  | 0:54 | 4324 | ZR4324 |  |  | 0:54 | 4324 | ZR4324 | 2011-11-15 | #REF! | #REF! | 2011-11-15 | #REF! | #REF! | 2011-11-15 | #REF! | #REF! | 2011-11-15 | #REF! | #REF!
|  | 0:54 | 4325 | ZR4325 |  |  | 0:54 | 4325 | ZR4325 |  |  | 0:54 | 4325 | ZR4325 |  |  | 0:54 | 4325 | ZR4325 | 2011-11-16 | #REF! | #REF! | 2011-11-16 | #REF! | #REF! | 2011-11-16 | #REF! | #REF! | 2011-11-16 | #REF! | #REF!
|  | 0:54 | 4326 | ZR4326 |  |  | 0:54 | 4326 | ZR4326 |  |  | 0:54 | 4326 | ZR4326 |  |  | 0:54 | 4326 | ZR4326 | 2011-11-17 | #REF! | #REF! | 2011-11-17 | #REF! | #REF! | 2011-11-17 | #REF! | #REF! | 2011-11-17 | #REF! | #REF!
|  | 0:54 | 4327 | ZR4327 |  |  | 0:54 | 4327 | ZR4327 |  |  | 0:54 | 4327 | ZR4327 |  |  | 0:54 | 4327 | ZR4327 | 2011-11-18 | #REF! | #REF! | 2011-11-18 | #REF! | #REF! | 2011-11-18 | #REF! | #REF! | 2011-11-18 | #REF! | #REF!
|  | 0:55 | 4328 | ZR4328 |  |  | 0:55 | 4328 | ZR4328 |  |  | 0:55 | 4328 | ZR4328 |  |  | 0:55 | 4328 | ZR4328 | 2011-11-19 | #REF! | #REF! | 2011-11-19 | #REF! | #REF! | 2011-11-19 | #REF! | #REF! | 2011-11-19 | #REF! | #REF!
|  | 0:55 | 4329 | ZR4329 |  |  | 0:55 | 4329 | ZR4329 |  |  | 0:55 | 4329 | ZR4329 |  |  | 0:55 | 4329 | ZR4329 | 2011-11-20 | #REF! | #REF! | 2011-11-20 | #REF! | #REF! | 2011-11-20 | #REF! | #REF! | 2011-11-20 | #REF! | #REF!
|  | 0:55 | 4330 | ZR4330 |  |  | 0:55 | 4330 | ZR4330 |  |  | 0:55 | 4330 | ZR4330 |  |  | 0:55 | 4330 | ZR4330 | 2011-11-21 | #REF! | #REF! | 2011-11-21 | #REF! | #REF! | 2011-11-21 | #REF! | #REF! | 2011-11-21 | #REF! | #REF!
|  | 0:55 | 4331 | ZR4331 |  |  | 0:55 | 4331 | ZR4331 |  |  | 0:55 | 4331 | ZR4331 |  |  | 0:55 | 4331 | ZR4331 | 2011-11-22 | #REF! | #REF! | 2011-11-22 | #REF! | #REF! | 2011-11-22 | #REF! | #REF! | 2011-11-22 | #REF! | #REF!
|  | 0:55 | 4332 | ZR4332 |  |  | 0:55 | 4332 | ZR4332 |  |  | 0:55 | 4332 | ZR4332 |  |  | 0:55 | 4332 | ZR4332 | 2011-11-23 | #REF! | #REF! | 2011-11-23 | #REF! | #REF! | 2011-11-23 | #REF! | #REF! | 2011-11-23 | #REF! | #REF!
|  | 0:56 | 4333 | ZR4333 |  |  | 0:56 | 4333 | ZR4333 |  |  | 0:56 | 4333 | ZR4333 |  |  | 0:56 | 4333 | ZR4333 | 2011-11-24 | #REF! | #REF! | 2011-11-24 | #REF! | #REF! | 2011-11-24 | #REF! | #REF! | 2011-11-24 | #REF! | #REF!
|  | 0:56 | 4334 | ZR4334 |  |  | 0:56 | 4334 | ZR4334 |  |  | 0:56 | 4334 | ZR4334 |  |  | 0:56 | 4334 | ZR4334 | 2011-11-25 | #REF! | #REF! | 2011-11-25 | #REF! | #REF! | 2011-11-25 | #REF! | #REF! | 2011-11-25 | #REF! | #REF!
|  | 0:56 | 4335 | ZR4335 |  |  | 0:56 | 4335 | ZR4335 |  |  | 0:56 | 4335 | ZR4335 |  |  | 0:56 | 4335 | ZR4335 | 2011-11-26 | #REF! | #REF! | 2011-11-26 | #REF! | #REF! | 2011-11-26 | #REF! | #REF! | 2011-11-26 | #REF! | #REF!
|  | 0:56 | 4336 | ZR4336 |  |  | 0:56 | 4336 | ZR4336 |  |  | 0:56 | 4336 | ZR4336 |  |  | 0:56 | 4336 | ZR4336 | 2011-11-27 | #REF! | #REF! | 2011-11-27 | #REF! | #REF! | 2011-11-27 | #REF! | #REF! | 2011-11-27 | #REF! | #REF!
|  | 0:56 | 4337 | ZR4337 |  |  | 0:56 | 4337 | ZR4337 |  |  | 0:56 | 4337 | ZR4337 |  |  | 0:56 | 4337 | ZR4337 | 2011-11-28 | #REF! | #REF! | 2011-11-28 | #REF! | #REF! | 2011-11-28 | #REF! | #REF! | 2011-11-28 | #REF! | #REF!
|  | 0:56 | 4338 | ZR4338 |  |  | 0:56 | 4338 | ZR4338 |  |  | 0:56 | 4338 | ZR4338 |  |  | 0:56 | 4338 | ZR4338 | 2011-11-29 | #REF! | #REF! | 2011-11-29 | #REF! | #REF! | 2011-11-29 | #REF! | #REF! | 2011-11-29 | #REF! | #REF!
|  | 0:56 | 4339 | ZR4339 |  |  | 0:56 | 4339 | ZR4339 |  |  | 0:56 | 4339 | ZR4339 |  |  | 0:56 | 4339 | ZR4339 | 2011-11-30 | #REF! | #REF! | 2011-11-30 | #REF! | #REF! | 2011-11-30 | #REF! | #REF! | 2011-11-30 | #REF! | #REF!
|  | 0:57 | 4340 | ZR4340 |  |  | 0:57 | 4340 | ZR4340 |  |  | 0:57 | 4340 | ZR4340 |  |  | 0:57 | 4340 | ZR4340 |  | #REF! | #REF! |  | #REF! | #REF! |  | #REF! | #REF! |  | #REF! | #REF!
|  | 0:57 | 4341 | ZR4341 |  |  | 0:57 | 4341 | ZR4341 |  |  | 0:57 | 4341 | ZR4341 |  |  | 0:57 | 4341 | ZR4341 | 2011-12-01 | #REF! | #REF! | 2011-12-01 | #REF! | #REF! | 2011-12-01 | #REF! | #REF! | 2011-12-01 | #REF! | #REF!
|  | 0:57 | 4342 | ZR4342 |  |  | 0:57 | 4342 | ZR4342 |  |  | 0:57 | 4342 | ZR4342 |  |  | 0:57 | 4342 | ZR4342 | 2011-12-02 | #REF! | #REF! | 2011-12-02 | #REF! | #REF! | 2011-12-02 | #REF! | #REF! | 2011-12-02 | #REF! | #REF!
|  | 0:57 | 4343 | ZR4343 |  |  | 0:57 | 4343 | ZR4343 |  |  | 0:57 | 4343 | ZR4343 |  |  | 0:57 | 4343 | ZR4343 | 2011-12-03 | #REF! | #REF! | 2011-12-03 | #REF! | #REF! | 2011-12-03 | #REF! | #REF! | 2011-12-03 | #REF! | #REF!
|  | 0:57 | 4344 | ZR4344 |  |  | 0:57 | 4344 | ZR4344 |  |  | 0:57 | 4344 | ZR4344 |  |  | 0:57 | 4344 | ZR4344 | 2011-12-04 | #REF! | #REF! | 2011-12-04 | #REF! | #REF! | 2011-12-04 | #REF! | #REF! | 2011-12-04 | #REF! | #REF!
|  | 0:58 | 4345 | ZR4345 |  |  | 0:58 | 4345 | ZR4345 |  |  | 0:58 | 4345 | ZR4345 |  |  | 0:58 | 4345 | ZR4345 | 2011-12-05 | #REF! | #REF! | 2011-12-05 | #REF! | #REF! | 2011-12-05 | #REF! | #REF! | 2011-12-05 | #REF! | #REF!
|  | 0:58 | 4346 | ZR4346 |  |  | 0:58 | 4346 | ZR4346 |  |  | 0:58 | 4346 | ZR4346 |  |  | 0:58 | 4346 | ZR4346 | 2011-12-06 | #REF! | #REF! | 2011-12-06 | #REF! | #REF! | 2011-12-06 | #REF! | #REF! | 2011-12-06 | #REF! | #REF!
|  | 0:58 | 4347 | ZR4347 |  |  | 0:58 | 4347 | ZR4347 |  |  | 0:58 | 4347 | ZR4347 |  |  | 0:58 | 4347 | ZR4347 | 2011-12-07 | #REF! | #REF! | 2011-12-07 | #REF! | #REF! | 2011-12-07 | #REF! | #REF! | 2011-12-07 | #REF! | #REF!
|  | 0:58 | 4348 | ZR4348 |  |  | 0:58 | 4348 | ZR4348 |  |  | 0:58 | 4348 | ZR4348 |  |  | 0:58 | 4348 | ZR4348 | 2011-12-08 | #REF! | #REF! | 2011-12-08 | #REF! | #REF! | 2011-12-08 | #REF! | #REF! | 2011-12-08 | #REF! | #REF!
|  | 0:58 | 4349 | ZR4349 |  |  | 0:58 | 4349 | ZR4349 |  |  | 0:58 | 4349 | ZR4349 |  |  | 0:58 | 4349 | ZR4349 | 2011-12-09 | #REF! | #REF! | 2011-12-09 | #REF! | #REF! | 2011-12-09 | #REF! | #REF! | 2011-12-09 | #REF! | #REF!
|  | 0:58 | 4350 | ZR4350 |  |  | 0:58 | 4350 | ZR4350 |  |  | 0:58 | 4350 | ZR4350 |  |  | 0:58 | 4350 | ZR4350 | 2011-12-10 | #REF! | #REF! | 2011-12-10 | #REF! | #REF! | 2011-12-10 | #REF! | #REF! | 2011-12-10 | #REF! | #REF!
|  | 0:58 | 4351 | ZR4351 |  |  | 0:58 | 4351 | ZR4351 |  |  | 0:58 | 4351 | ZR4351 |  |  | 0:58 | 4351 | ZR4351 | 2011-12-11 | #REF! | #REF! | 2011-12-11 | #REF! | #REF! | 2011-12-11 | #REF! | #REF! | 2011-12-11 | #REF! | #REF!
|  | 0:59 | 4352 | ZR4352 |  |  | 0:59 | 4352 | ZR4352 |  |  | 0:59 | 4352 | ZR4352 |  |  | 0:59 | 4352 | ZR4352 | 2011-12-12 | #REF! | #REF! | 2011-12-12 | #REF! | #REF! | 2011-12-12 | #REF! | #REF! | 2011-12-12 | #REF! | #REF!
|  | 0:59 | 4353 | ZR4353 |  |  | 0:59 | 4353 | ZR4353 |  |  | 0:59 | 4353 | ZR4353 |  |  | 0:59 | 4353 | ZR4353 | 2011-12-13 | #REF! | #REF! | 2011-12-13 | #REF! | #REF! | 2011-12-13 | #REF! | #REF! | 2011-12-13 | #REF! | #REF!
|  | 0:59 | 4354 | ZR4354 |  |  | 0:59 | 4354 | ZR4354 |  |  | 0:59 | 4354 | ZR4354 |  |  | 0:59 | 4354 | ZR4354 | 2011-12-14 | #REF! | #REF! | 2011-12-14 | #REF! | #REF! | 2011-12-14 | #REF! | #REF! | 2011-12-14 | #REF! | #REF!
|  | 0:59 | 4355 | ZR4355 |  |  | 0:59 | 4355 | ZR4355 |  |  | 0:59 | 4355 | ZR4355 |  |  | 0:59 | 4355 | ZR4355 | 2011-12-15 | #REF! | #REF! | 2011-12-15 | #REF! | #REF! | 2011-12-15 | #REF! | #REF! | 2011-12-15 | #REF! | #REF!
|  | 0:59 | 4356 | ZR4356 |  |  | 0:59 | 4356 | ZR4356 |  |  | 0:59 | 4356 | ZR4356 |  |  | 0:59 | 4356 | ZR4356 | 2011-12-16 | #REF! | #REF! | 2011-12-16 | #REF! | #REF! | 2011-12-16 | #REF! | #REF! | 2011-12-16 | #REF! | #REF!
|  | 0:59 | 4357 | ZR4357 |  |  | 0:59 | 4357 | ZR4357 |  |  | 0:59 | 4357 | ZR4357 |  |  | 0:59 | 4357 | ZR4357 | 2011-12-17 | #REF! | #REF! | 2011-12-17 | #REF! | #REF! | 2011-12-17 | #REF! | #REF! | 2011-12-17 | #REF! | #REF!
|  | 1:00 | 4358 | ZR4358 |  |  | 1:00 | 4358 | ZR4358 |  |  | 1:00 | 4358 | ZR4358 |  |  | 1:00 | 4358 | ZR4358 | 2011-12-18 | #REF! | #REF! | 2011-12-18 | #REF! | #REF! | 2011-12-18 | #REF! | #REF! | 2011-12-18 | #REF! | #REF!
|  | 1:00 | 4359 | ZR4359 |  |  | 1:00 | 4359 | ZR4359 |  |  | 1:00 | 4359 | ZR4359 |  |  | 1:00 | 4359 | ZR4359 | 2011-12-19 | #REF! | #REF! | 2011-12-19 | #REF! | #REF! | 2011-12-19 | #REF! | #REF! | 2011-12-19 | #REF! | #REF!
[20 empty] | 2011-12-20 | #REF! | #REF! | 2011-12-20 | #REF! | #REF! | 2011-12-20 | #REF! | #REF! | 2011-12-20 | #REF! | #REF!
|  | 西暦 | 4370 | ZR4370 |  |  | 西暦 | 4370 | ZR4370 |  |  | 西暦 | 4370 | ZR4370 |  |  | 西暦 | 4370 | ZR4370 | 2011-12-21 | #REF! | #REF! | 2011-12-21 | #REF! | #REF! | 2011-12-21 | #REF! | #REF! | 2011-12-21 | #REF! | #REF!
|  | 月 | 4371 | ZR4371 |  |  | 月 | 4371 | ZR4371 |  |  | 月 | 4371 | ZR4371 |  |  | 月 | 4371 | ZR4371 | 2011-12-22 | #REF! | #REF! | 2011-12-22 | #REF! | #REF! | 2011-12-22 | #REF! | #REF! | 2011-12-22 | #REF! | #REF!
|  | 日 | 4372 | ZR4372 |  |  | 日 | 4372 | ZR4372 |  |  | 日 | 4372 | ZR4372 |  |  | 日 | 4372 | ZR4372 | 2011-12-23 | #REF! | #REF! | 2011-12-23 | #REF! | #REF! | 2011-12-23 | #REF! | #REF! | 2011-12-23 | #REF! | #REF!
|  | 時 | 4373 | ZR4373 |  |  | 時 | 4373 | ZR4373 |  |  | 時 | 4373 | ZR4373 |  |  | 時 | 4373 | ZR4373 | 2011-12-24 | #REF! | #REF! | 2011-12-24 | #REF! | #REF! | 2011-12-24 | #REF! | #REF! | 2011-12-24 | #REF! | #REF!
|  | 分 | 4374 | ZR4374 |  |  | 分 | 4374 | ZR4374 |  |  | 分 | 4374 | ZR4374 |  |  | 分 | 4374 | ZR4374 | 2011-12-25 | #REF! | #REF! | 2011-12-25 | #REF! | #REF! | 2011-12-25 | #REF! | #REF! | 2011-12-25 | #REF! | #REF!
|  | 秒 | 4375 | ZR4375 |  |  | 秒 | 4375 | ZR4375 |  |  | 秒 | 4375 | ZR4375 |  |  | 秒 | 4375 | ZR4375 | 2011-12-26 | #REF! | #REF! | 2011-12-26 | #REF! | #REF! | 2011-12-26 | #REF! | #REF! | 2011-12-26 | #REF! | #REF!
|  | 曜日 | 4376 | ZR4376 |  |  | 曜日 | 4376 | ZR4376 |  |  | 曜日 | 4376 | ZR4376 |  |  | 曜日 | 4376 | ZR4376 | 2011-12-27 | #REF! | #REF! | 2011-12-27 | #REF! | #REF! | 2011-12-27 | #REF! | #REF! | 2011-12-27 | #REF! | #REF!
[20 empty] | 2011-12-28 | #REF! | #REF! | 2011-12-28 | #REF! | #REF! | 2011-12-28 | #REF! | #REF! | 2011-12-28 | #REF! | #REF!
[20 empty] | 2011-12-29 | #REF! | #REF! | 2011-12-29 | #REF! | #REF! | 2011-12-29 | #REF! | #REF! | 2011-12-29 | #REF! | #REF!
[20 empty] | 2011-12-30 | #REF! | #REF! | 2011-12-30 | #REF! | #REF! | 2011-12-30 | #REF! | #REF! | 2011-12-30 | #REF! | #REF!
[20 empty] | 2011-12-31 | #REF! | #REF! | 2011-12-31 | #REF! | #REF! | 2011-12-31 | #REF! | #REF! | 2011-12-31 | #REF! | #REF!
[20 empty] | 西暦 | #REF! | #REF! | 西暦 | #REF! | #REF! | 西暦 | #REF! | #REF! | 西暦 | #REF! | #REF!
[20 empty] | 月 | #REF! | #REF! | 月 | #REF! | #REF! | 月 | #REF! | #REF! | 月 | #REF! | #REF!
[20 empty] | 日 | #REF! | #REF! | 日 | #REF! | #REF! | 日 | #REF! | #REF! | 日 | #REF! | #REF!
[20 empty] | 時 | #REF! | #REF! | 時 | #REF! | #REF! | 時 | #REF! | #REF! | 時 | #REF! | #REF!
[20 empty] | 分 | #REF! | #REF! | 分 | #REF! | #REF! | 分 | #REF! | #REF! | 分 | #REF! | #REF!
[20 empty] | 秒 | #REF! | #REF! | 秒 | #REF! | #REF! | 秒 | #REF! | #REF! | 秒 | #REF! | #REF!
[20 empty] | 曜日 | #REF! | #REF! | 曜日 | #REF! | #REF! | 曜日 | #REF! | #REF! | 曜日 | #REF! | #REF!
|  | OLD |  | 1Hour_GraphDataTable |  |  | OLD |  | 1Hour_GraphDataTable |  |  | OLD |  | 1Hour_GraphDataTable |  |  | OLD |  | 1Hour_GraphDataTable
|  | 0:00 | 4400 | ZR4400 |  |  | 0:18 | 4509 | ZR4509 |  |  | 0:36 | 4618 | ZR4618 |  |  | 0:54 | 4727 | ZR4727
|  | 0:00 | 4401 | ZR4401 |  |  | 0:18 | 4510 | ZR4510 |  |  | 0:36 | 4619 | ZR4619 |  |  | 0:55 | 4728 | ZR4728
|  | 0:00 | 4402 | ZR4402 |  |  | 0:18 | 4511 | ZR4511 |  |  | 0:37 | 4620 | ZR4620 |  |  | 0:55 | 4729 | ZR4729
|  | 0:00 | 4403 | ZR4403 |  |  | 0:19 | 4512 | ZR4512 |  |  | 0:37 | 4621 | ZR4621 |  |  | 0:55 | 4730 | ZR4730
|  | 0:01 | 4404 | ZR4404 |  |  | 0:19 | 4513 | ZR4513 |  |  | 0:37 | 4622 | ZR4622 |  |  | 0:55 | 4731 | ZR4731
|  | 0:01 | 4405 | ZR4405 |  |  | 0:19 | 4514 | ZR4514 |  |  | 0:37 | 4623 | ZR4623 |  |  | 0:55 | 4732 | ZR4732
|  | 0:01 | 4406 | ZR4406 |  |  | 0:19 | 4515 | ZR4515 |  |  | 0:37 | 4624 | ZR4624 |  |  | 0:56 | 4733 | ZR4733
|  | 0:01 | 4407 | ZR4407 |  |  | 0:19 | 4516 | ZR4516 |  |  | 0:38 | 4625 | ZR4625 |  |  | 0:56 | 4734 | ZR4734
|  | 0:01 | 4408 | ZR4408 |  |  | 0:20 | 4517 | ZR4517 |  |  | 0:38 | 4626 | ZR4626 |  |  | 0:56 | 4735 | ZR4735
|  | 0:02 | 4409 | ZR4409 |  |  | 0:20 | 4518 | ZR4518 |  |  | 0:38 | 4627 | ZR4627 |  |  | 0:56 | 4736 | ZR4736
|  | 0:02 | 4410 | ZR4410 |  |  | 0:20 | 4519 | ZR4519 |  |  | 0:38 | 4628 | ZR4628 |  |  | 0:56 | 4737 | ZR4737
|  | 0:02 | 4411 | ZR4411 |  |  | 0:20 | 4520 | ZR4520 |  |  | 0:38 | 4629 | ZR4629 |  |  | 0:56 | 4738 | ZR4738
|  | 0:02 | 4412 | ZR4412 |  |  | 0:20 | 4521 | ZR4521 |  |  | 0:38 | 4630 | ZR4630 |  |  | 0:56 | 4739 | ZR4739
|  | 0:02 | 4413 | ZR4413 |  |  | 0:20 | 4522 | ZR4522 |  |  | 0:38 | 4631 | ZR4631 |  |  | 0:57 | 4740 | ZR4740
|  | 0:02 | 4414 | ZR4414 |  |  | 0:20 | 4523 | ZR4523 |  |  | 0:39 | 4632 | ZR4632 |  |  | 0:57 | 4741 | ZR4741
|  | 0:02 | 4415 | ZR4415 |  |  | 0:21 | 4524 | ZR4524 |  |  | 0:39 | 4633 | ZR4633 |  |  | 0:57 | 4742 | ZR4742
|  | 0:03 | 4416 | ZR4416 |  |  | 0:21 | 4525 | ZR4525 |  |  | 0:39 | 4634 | ZR4634 |  |  | 0:57 | 4743 | ZR4743
|  | 0:03 | 4417 | ZR4417 |  |  | 0:21 | 4526 | ZR4526 |  |  | 0:39 | 4635 | ZR4635 |  |  | 0:57 | 4744 | ZR4744
|  | 0:03 | 4418 | ZR4418 |  |  | 0:21 | 4527 | ZR4527 |  |  | 0:39 | 4636 | ZR4636 |  |  | 0:58 | 4745 | ZR4745
|  | 0:03 | 4419 | ZR4419 |  |  | 0:21 | 4528 | ZR4528 |  |  | 0:40 | 4637 | ZR4637 |  |  | 0:58 | 4746 | ZR4746
|  | 0:03 | 4420 | ZR4420 |  |  | 0:22 | 4529 | ZR4529 |  |  | 0:40 | 4638 | ZR4638 |  |  | 0:58 | 4747 | ZR4747
|  | 0:04 | 4421 | ZR4421 |  |  | 0:22 | 4530 | ZR4530 |  |  | 0:40 | 4639 | ZR4639 |  |  | 0:58 | 4748 | ZR4748
|  | 0:04 | 4422 | ZR4422 |  |  | 0:22 | 4531 | ZR4531 |  |  | 0:40 | 4640 | ZR4640 |  |  | 0:58 | 4749 | ZR4749
|  | 0:04 | 4423 | ZR4423 |  |  | 0:22 | 4532 | ZR4532 |  |  | 0:40 | 4641 | ZR4641 |  |  | 0:58 | 4750 | ZR4750
|  | 0:04 | 4424 | ZR4424 |  |  | 0:22 | 4533 | ZR4533 |  |  | 0:40 | 4642 | ZR4642 |  |  | 0:58 | 4751 | ZR4751
|  | 0:04 | 4425 | ZR4425 |  |  | 0:22 | 4534 | ZR4534 |  |  | 0:40 | 4643 | ZR4643 |  |  | 0:59 | 4752 | ZR4752
|  | 0:04 | 4426 | ZR4426 |  |  | 0:22 | 4535 | ZR4535 |  |  | 0:41 | 4644 | ZR4644 |  |  | 0:59 | 4753 | ZR4753
|  | 0:04 | 4427 | ZR4427 |  |  | 0:23 | 4536 | ZR4536 |  |  | 0:41 | 4645 | ZR4645 |  |  | 0:59 | 4754 | ZR4754
|  | 0:05 | 4428 | ZR4428 |  |  | 0:23 | 4537 | ZR4537 |  |  | 0:41 | 4646 | ZR4646 |  |  | 0:59 | 4755 | ZR4755
|  | 0:05 | 4429 | ZR4429 |  |  | 0:23 | 4538 | ZR4538 |  |  | 0:41 | 4647 | ZR4647 |  |  | 0:59 | 4756 | ZR4756
|  | 0:05 | 4430 | ZR4430 |  |  | 0:23 | 4539 | ZR4539 |  |  | 0:41 | 4648 | ZR4648 |  |  | 0:59 | 4757 | ZR4757
|  | 0:05 | 4431 | ZR4431 |  |  | 0:23 | 4540 | ZR4540 |  |  | 0:41 | 4649 | ZR4649 |  |  | 1:00 | 4758 | ZR4758
|  | 0:05 | 4432 | ZR4432 |  |  | 0:23 | 4541 | ZR4541 |  |  | 0:42 | 4650 | ZR4650 |  |  | 1:00 | 4759 | ZR4759
|  | 0:05 | 4433 | ZR4433 |  |  | 0:24 | 4542 | ZR4542 |  |  | 0:42 | 4651 | ZR4651
|  | 0:06 | 4434 | ZR4434 |  |  | 0:24 | 4543 | ZR4543 |  |  | 0:42 | 4652 | ZR4652 |  |  | Year | 4770 | ZR4770
|  | 0:06 | 4435 | ZR4435 |  |  | 0:24 | 4544 | ZR4544 |  |  | 0:42 | 4653 | ZR4653 |  |  | Month | 4771 | ZR4771
|  | 0:06 | 4436 | ZR4436 |  |  | 0:24 | 4545 | ZR4545 |  |  | 0:42 | 4654 | ZR4654 |  |  | Date | 4772 | ZR4772
|  | 0:06 | 4437 | ZR4437 |  |  | 0:24 | 4546 | ZR4546 |  |  | 0:43 | 4655 | ZR4655 |  |  | Hour | 4773 | ZR4773
|  | 0:06 | 4438 | ZR4438 |  |  | 0:25 | 4547 | ZR4547 |  |  | 0:43 | 4656 | ZR4656 |  |  | Minute | 4774 | ZR4774
|  | 0:07 | 4439 | ZR4439 |  |  | 0:25 | 4548 | ZR4548 |  |  | 0:43 | 4657 | ZR4657 |  |  | Second | 4775 | ZR4775
|  | 0:07 | 4440 | ZR4440 |  |  | 0:25 | 4549 | ZR4549 |  |  | 0:43 | 4658 | ZR4658 |  |  | Day of Week | 4776 | ZR4776
|  | 0:07 | 4441 | ZR4441 |  |  | 0:25 | 4550 | ZR4550 |  |  | 0:43 | 4659 | ZR4659
|  | 0:07 | 4442 | ZR4442 |  |  | 0:25 | 4551 | ZR4551 |  |  | 0:43 | 4660 | ZR4660 |  |  | Graph Up |  | ZR17651
|  | 0:07 | 4443 | ZR4443 |  |  | 0:25 | 4552 | ZR4552 |  |  | 0:43 | 4661 | ZR4661 |  |  | Graph Down |  | ZR17650
|  | 0:07 | 4444 | ZR4444 |  |  | 0:25 | 4553 | ZR4553 |  |  | 0:44 | 4662 | ZR4662
|  | 0:07 | 4445 | ZR4445 |  |  | 0:26 | 4554 | ZR4554 |  |  | 0:44 | 4663 | ZR4663 |  |  | MaxData1 |  | ZR17652
|  | 0:08 | 4446 | ZR4446 |  |  | 0:26 | 4555 | ZR4555 |  |  | 0:44 | 4664 | ZR4664 |  |  | DataLocation1 |  | ZR17653
|  | 0:08 | 4447 | ZR4447 |  |  | 0:26 | 4556 | ZR4556 |  |  | 0:44 | 4665 | ZR4665 |  |  | DataNumber1 |  | ZR17654
|  | 0:08 | 4448 | ZR4448 |  |  | 0:26 | 4557 | ZR4557 |  |  | 0:44 | 4666 | ZR4666 |  |  | MaxData2 |  | ZR17655
|  | 0:08 | 4449 | ZR4449 |  |  | 0:26 | 4558 | ZR4558 |  |  | 0:45 | 4667 | ZR4667 |  |  | DataLocation2 |  | ZR17656
|  | 0:08 | 4450 | ZR4450 |  |  | 0:27 | 4559 | ZR4559 |  |  | 0:45 | 4668 | ZR4668 |  |  | DataNumber2 |  | ZR17657
|  | 0:09 | 4451 | ZR4451 |  |  | 0:27 | 4560 | ZR4560 |  |  | 0:45 | 4669 | ZR4669
|  | 0:09 | 4452 | ZR4452 |  |  | 0:27 | 4561 | ZR4561 |  |  | 0:45 | 4670 | ZR4670
|  | 0:09 | 4453 | ZR4453 |  |  | 0:27 | 4562 | ZR4562 |  |  | 0:45 | 4671 | ZR4671
|  | 0:09 | 4454 | ZR4454 |  |  | 0:27 | 4563 | ZR4563 |  |  | 0:45 | 4672 | ZR4672
|  | 0:09 | 4455 | ZR4455 |  |  | 0:27 | 4564 | ZR4564 |  |  | 0:45 | 4673 | ZR4673
|  | 0:09 | 4456 | ZR4456 |  |  | 0:27 | 4565 | ZR4565 |  |  | 0:46 | 4674 | ZR4674
|  | 0:09 | 4457 | ZR4457 |  |  | 0:28 | 4566 | ZR4566 |  |  | 0:46 | 4675 | ZR4675
|  | 0:10 | 4458 | ZR4458 |  |  | 0:28 | 4567 | ZR4567 |  |  | 0:46 | 4676 | ZR4676
|  | 0:10 | 4459 | ZR4459 |  |  | 0:28 | 4568 | ZR4568 |  |  | 0:46 | 4677 | ZR4677
|  | 0:10 | 4460 | ZR4460 |  |  | 0:28 | 4569 | ZR4569 |  |  | 0:46 | 4678 | ZR4678
|  | 0:10 | 4461 | ZR4461 |  |  | 0:28 | 4570 | ZR4570 |  |  | 0:47 | 4679 | ZR4679
|  | 0:10 | 4462 | ZR4462 |  |  | 0:29 | 4571 | ZR4571 |  |  | 0:47 | 4680 | ZR4680
|  | 0:11 | 4463 | ZR4463 |  |  | 0:29 | 4572 | ZR4572 |  |  | 0:47 | 4681 | ZR4681
|  | 0:11 | 4464 | ZR4464 |  |  | 0:29 | 4573 | ZR4573 |  |  | 0:47 | 4682 | ZR4682
|  | 0:11 | 4465 | ZR4465 |  |  | 0:29 | 4574 | ZR4574 |  |  | 0:47 | 4683 | ZR4683
|  | 0:11 | 4466 | ZR4466 |  |  | 0:29 | 4575 | ZR4575 |  |  | 0:47 | 4684 | ZR4684
|  | 0:11 | 4467 | ZR4467 |  |  | 0:29 | 4576 | ZR4576 |  |  | 0:47 | 4685 | ZR4685
|  | 0:11 | 4468 | ZR4468 |  |  | 0:29 | 4577 | ZR4577 |  |  | 0:48 | 4686 | ZR4686
|  | 0:12 | 4469 | ZR4469 |  |  | 0:30 | 4578 | ZR4578 |  |  | 0:48 | 4687 | ZR4687
|  | 0:12 | 4470 | ZR4470 |  |  | 0:30 | 4579 | ZR4579 |  |  | 0:48 | 4688 | ZR4688
|  | 0:12 | 4471 | ZR4471 |  |  | 0:30 | 4580 | ZR4580 |  |  | 0:48 | 4689 | ZR4689
|  | 0:12 | 4472 | ZR4472 |  |  | 0:30 | 4581 | ZR4581 |  |  | 0:48 | 4690 | ZR4690
|  | 0:12 | 4473 | ZR4473 |  |  | 0:30 | 4582 | ZR4582 |  |  | 0:49 | 4691 | ZR4691
|  | 0:12 | 4474 | ZR4474 |  |  | 0:31 | 4583 | ZR4583 |  |  | 0:49 | 4692 | ZR4692
|  | 0:12 | 4475 | ZR4475 |  |  | 0:31 | 4584 | ZR4584 |  |  | 0:49 | 4693 | ZR4693
|  | 0:13 | 4476 | ZR4476 |  |  | 0:31 | 4585 | ZR4585 |  |  | 0:49 | 4694 | ZR4694
|  | 0:13 | 4477 | ZR4477 |  |  | 0:31 | 4586 | ZR4586 |  |  | 0:49 | 4695 | ZR4695
|  | 0:13 | 4478 | ZR4478 |  |  | 0:31 | 4587 | ZR4587 |  |  | 0:49 | 4696 | ZR4696
|  | 0:13 | 4479 | ZR4479 |  |  | 0:31 | 4588 | ZR4588 |  |  | 0:50 | 4697 | ZR4697
|  | 0:13 | 4480 | ZR4480 |  |  | 0:31 | 4589 | ZR4589 |  |  | 0:50 | 4698 | ZR4698
|  | 0:14 | 4481 | ZR4481 |  |  | 0:32 | 4590 | ZR4590 |  |  | 0:50 | 4699 | ZR4699
|  | 0:14 | 4482 | ZR4482 |  |  | 0:32 | 4591 | ZR4591 |  |  | 0:50 | 4700 | ZR4700
|  | 0:14 | 4483 | ZR4483 |  |  | 0:32 | 4592 | ZR4592 |  |  | 0:50 | 4701 | ZR4701
|  | 0:14 | 4484 | ZR4484 |  |  | 0:32 | 4593 | ZR4593 |  |  | 0:50 | 4702 | ZR4702
|  | 0:14 | 4485 | ZR4485 |  |  | 0:32 | 4594 | ZR4594 |  |  | 0:50 | 4703 | ZR4703
|  | 0:14 | 4486 | ZR4486 |  |  | 0:32 | 4595 | ZR4595 |  |  | 0:51 | 4704 | ZR4704
|  | 0:14 | 4487 | ZR4487 |  |  | 0:33 | 4596 | ZR4596 |  |  | 0:51 | 4705 | ZR4705
|  | 0:15 | 4488 | ZR4488 |  |  | 0:33 | 4597 | ZR4597 |  |  | 0:51 | 4706 | ZR4706
|  | 0:15 | 4489 | ZR4489 |  |  | 0:33 | 4598 | ZR4598 |  |  | 0:51 | 4707 | ZR4707
|  | 0:15 | 4490 | ZR4490 |  |  | 0:33 | 4599 | ZR4599 |  |  | 0:51 | 4708 | ZR4708
|  | 0:15 | 4491 | ZR4491 |  |  | 0:33 | 4600 | ZR4600 |  |  | 0:52 | 4709 | ZR4709
|  | 0:15 | 4492 | ZR4492 |  |  | 0:34 | 4601 | ZR4601 |  |  | 0:52 | 4710 | ZR4710
|  | 0:16 | 4493 | ZR4493 |  |  | 0:34 | 4602 | ZR4602 |  |  | 0:52 | 4711 | ZR4711
|  | 0:16 | 4494 | ZR4494 |  |  | 0:34 | 4603 | ZR4603 |  |  | 0:52 | 4712 | ZR4712
|  | 0:16 | 4495 | ZR4495 |  |  | 0:34 | 4604 | ZR4604 |  |  | 0:52 | 4713 | ZR4713
|  | 0:16 | 4496 | ZR4496 |  |  | 0:34 | 4605 | ZR4605 |  |  | 0:52 | 4714 | ZR4714
|  | 0:16 | 4497 | ZR4497 |  |  | 0:34 | 4606 | ZR4606 |  |  | 0:52 | 4715 | ZR4715
|  | 0:16 | 4498 | ZR4498 |  |  | 0:34 | 4607 | ZR4607 |  |  | 0:53 | 4716 | ZR4716
|  | 0:16 | 4499 | ZR4499 |  |  | 0:35 | 4608 | ZR4608 |  |  | 0:53 | 4717 | ZR4717
|  | 0:17 | 4500 | ZR4500 |  |  | 0:35 | 4609 | ZR4609 |  |  | 0:53 | 4718 | ZR4718
|  | 0:17 | 4501 | ZR4501 |  |  | 0:35 | 4610 | ZR4610 |  |  | 0:53 | 4719 | ZR4719
|  | 0:17 | 4502 | ZR4502 |  |  | 0:35 | 4611 | ZR4611 |  |  | 0:53 | 4720 | ZR4720
|  | 0:17 | 4503 | ZR4503 |  |  | 0:35 | 4612 | ZR4612 |  |  | 0:54 | 4721 | ZR4721
|  | 0:17 | 4504 | ZR4504 |  |  | 0:36 | 4613 | ZR4613 |  |  | 0:54 | 4722 | ZR4722
|  | 0:18 | 4505 | ZR4505 |  |  | 0:36 | 4614 | ZR4614 |  |  | 0:54 | 4723 | ZR4723
|  | 0:18 | 4506 | ZR4506 |  |  | 0:36 | 4615 | ZR4615 |  |  | 0:54 | 4724 | ZR4724
|  | 0:18 | 4507 | ZR4507 |  |  | 0:36 | 4616 | ZR4616 |  |  | 0:54 | 4725 | ZR4725
|  | 0:18 | 4508 | ZR4508 |  |  | 0:36 | 4617 | ZR4617 |  |  | 0:54 | 4726 | ZR4726
|  | OLD |  | 1Day_GraphDataTable |  |  | OLD |  | 1Day_GraphDataTable |  |  | OLD |  | 1Day_GraphDataTable
|  | 0:00 | 5200 | ZR5200 |  |  | 9:05 | 5309 | ZR5309 |  |  | 18:10 | 5418 | ZR5418
|  | 0:05 | 5201 | ZR5201 |  |  | 9:10 | 5310 | ZR5310 |  |  | 18:15 | 5419 | ZR5419
|  | 0:10 | 5202 | ZR5202 |  |  | 9:15 | 5311 | ZR5311 |  |  | 18:20 | 5420 | ZR5420
|  | 0:15 | 5203 | ZR5203 |  |  | 9:20 | 5312 | ZR5312 |  |  | 18:25 | 5421 | ZR5421
|  | 0:20 | 5204 | ZR5204 |  |  | 9:25 | 5313 | ZR5313 |  |  | 18:30 | 5422 | ZR5422
|  | 0:25 | 5205 | ZR5205 |  |  | 9:30 | 5314 | ZR5314 |  |  | 18:35 | 5423 | ZR5423
|  | 0:30 | 5206 | ZR5206 |  |  | 9:35 | 5315 | ZR5315 |  |  | 18:40 | 5424 | ZR5424
|  | 0:35 | 5207 | ZR5207 |  |  | 9:40 | 5316 | ZR5316 |  |  | 18:45 | 5425 | ZR5425
|  | 0:40 | 5208 | ZR5208 |  |  | 9:45 | 5317 | ZR5317 |  |  | 18:50 | 5426 | ZR5426
|  | 0:45 | 5209 | ZR5209 |  |  | 9:50 | 5318 | ZR5318 |  |  | 18:55 | 5427 | ZR5427
|  | 0:50 | 5210 | ZR5210 |  |  | 9:55 | 5319 | ZR5319 |  |  | 19:00 | 5428 | ZR5428
|  | 0:55 | 5211 | ZR5211 |  |  | 10:00 | 5320 | ZR5320 |  |  | 19:05 | 5429 | ZR5429
|  | 1:00 | 5212 | ZR5212 |  |  | 10:05 | 5321 | ZR5321 |  |  | 19:10 | 5430 | ZR5430
|  | 1:05 | 5213 | ZR5213 |  |  | 10:10 | 5322 | ZR5322 |  |  | 19:15 | 5431 | ZR5431
|  | 1:10 | 5214 | ZR5214 |  |  | 10:15 | 5323 | ZR5323 |  |  | 19:20 | 5432 | ZR5432
|  | 1:15 | 5215 | ZR5215 |  |  | 10:20 | 5324 | ZR5324 |  |  | 19:25 | 5433 | ZR5433
|  | 1:20 | 5216 | ZR5216 |  |  | 10:25 | 5325 | ZR5325 |  |  | 19:30 | 5434 | ZR5434
|  | 1:25 | 5217 | ZR5217 |  |  | 10:30 | 5326 | ZR5326 |  |  | 19:35 | 5435 | ZR5435
|  | 1:30 | 5218 | ZR5218 |  |  | 10:35 | 5327 | ZR5327 |  |  | 19:40 | 5436 | ZR5436
|  | 1:35 | 5219 | ZR5219 |  |  | 10:40 | 5328 | ZR5328 |  |  | 19:45 | 5437 | ZR5437
|  | 1:40 | 5220 | ZR5220 |  |  | 10:45 | 5329 | ZR5329 |  |  | 19:50 | 5438 | ZR5438
|  | 1:45 | 5221 | ZR5221 |  |  | 10:50 | 5330 | ZR5330 |  |  | 19:55 | 5439 | ZR5439
|  | 1:50 | 5222 | ZR5222 |  |  | 10:55 | 5331 | ZR5331 |  |  | 20:00 | 5440 | ZR5440
|  | 1:55 | 5223 | ZR5223 |  |  | 11:00 | 5332 | ZR5332 |  |  | 20:05 | 5441 | ZR5441
|  | 2:00 | 5224 | ZR5224 |  |  | 11:05 | 5333 | ZR5333 |  |  | 20:10 | 5442 | ZR5442
|  | 2:05 | 5225 | ZR5225 |  |  | 11:10 | 5334 | ZR5334 |  |  | 20:15 | 5443 | ZR5443
|  | 2:10 | 5226 | ZR5226 |  |  | 11:15 | 5335 | ZR5335 |  |  | 20:20 | 5444 | ZR5444
|  | 2:15 | 5227 | ZR5227 |  |  | 11:20 | 5336 | ZR5336 |  |  | 20:25 | 5445 | ZR5445
|  | 2:20 | 5228 | ZR5228 |  |  | 11:25 | 5337 | ZR5337 |  |  | 20:30 | 5446 | ZR5446
|  | 2:25 | 5229 | ZR5229 |  |  | 11:30 | 5338 | ZR5338 |  |  | 20:35 | 5447 | ZR5447
|  | 2:30 | 5230 | ZR5230 |  |  | 11:35 | 5339 | ZR5339 |  |  | 20:40 | 5448 | ZR5448
|  | 2:35 | 5231 | ZR5231 |  |  | 11:40 | 5340 | ZR5340 |  |  | 20:45 | 5449 | ZR5449
|  | 2:40 | 5232 | ZR5232 |  |  | 11:45 | 5341 | ZR5341 |  |  | 20:50 | 5450 | ZR5450
|  | 2:45 | 5233 | ZR5233 |  |  | 11:50 | 5342 | ZR5342 |  |  | 20:55 | 5451 | ZR5451
|  | 2:50 | 5234 | ZR5234 |  |  | 11:55 | 5343 | ZR5343 |  |  | 21:00 | 5452 | ZR5452
|  | 2:55 | 5235 | ZR5235 |  |  | 12:00 | 5344 | ZR5344 |  |  | 21:05 | 5453 | ZR5453
|  | 3:00 | 5236 | ZR5236 |  |  | 12:05 | 5345 | ZR5345 |  |  | 21:10 | 5454 | ZR5454
|  | 3:05 | 5237 | ZR5237 |  |  | 12:10 | 5346 | ZR5346 |  |  | 21:15 | 5455 | ZR5455
|  | 3:10 | 5238 | ZR5238 |  |  | 12:15 | 5347 | ZR5347 |  |  | 21:20 | 5456 | ZR5456
|  | 3:15 | 5239 | ZR5239 |  |  | 12:20 | 5348 | ZR5348 |  |  | 21:25 | 5457 | ZR5457
|  | 3:20 | 5240 | ZR5240 |  |  | 12:25 | 5349 | ZR5349 |  |  | 21:30 | 5458 | ZR5458
|  | 3:25 | 5241 | ZR5241 |  |  | 12:30 | 5350 | ZR5350 |  |  | 21:35 | 5459 | ZR5459
|  | 3:30 | 5242 | ZR5242 |  |  | 12:35 | 5351 | ZR5351 |  |  | 21:40 | 5460 | ZR5460
|  | 3:35 | 5243 | ZR5243 |  |  | 12:40 | 5352 | ZR5352 |  |  | 21:45 | 5461 | ZR5461
|  | 3:40 | 5244 | ZR5244 |  |  | 12:45 | 5353 | ZR5353 |  |  | 21:50 | 5462 | ZR5462
|  | 3:45 | 5245 | ZR5245 |  |  | 12:50 | 5354 | ZR5354 |  |  | 21:55 | 5463 | ZR5463
|  | 3:50 | 5246 | ZR5246 |  |  | 12:55 | 5355 | ZR5355 |  |  | 22:00 | 5464 | ZR5464
|  | 3:55 | 5247 | ZR5247 |  |  | 13:00 | 5356 | ZR5356 |  |  | 22:05 | 5465 | ZR5465
|  | 4:00 | 5248 | ZR5248 |  |  | 13:05 | 5357 | ZR5357 |  |  | 22:10 | 5466 | ZR5466
|  | 4:05 | 5249 | ZR5249 |  |  | 13:10 | 5358 | ZR5358 |  |  | 22:15 | 5467 | ZR5467
|  | 4:10 | 5250 | ZR5250 |  |  | 13:15 | 5359 | ZR5359 |  |  | 22:20 | 5468 | ZR5468
|  | 4:15 | 5251 | ZR5251 |  |  | 13:20 | 5360 | ZR5360 |  |  | 22:25 | 5469 | ZR5469
|  | 4:20 | 5252 | ZR5252 |  |  | 13:25 | 5361 | ZR5361 |  |  | 22:30 | 5470 | ZR5470
|  | 4:25 | 5253 | ZR5253 |  |  | 13:30 | 5362 | ZR5362 |  |  | 22:35 | 5471 | ZR5471
|  | 4:30 | 5254 | ZR5254 |  |  | 13:35 | 5363 | ZR5363 |  |  | 22:40 | 5472 | ZR5472
|  | 4:35 | 5255 | ZR5255 |  |  | 13:40 | 5364 | ZR5364 |  |  | 22:45 | 5473 | ZR5473
|  | 4:40 | 5256 | ZR5256 |  |  | 13:45 | 5365 | ZR5365 |  |  | 22:50 | 5474 | ZR5474
|  | 4:45 | 5257 | ZR5257 |  |  | 13:50 | 5366 | ZR5366 |  |  | 22:55 | 5475 | ZR5475
|  | 4:50 | 5258 | ZR5258 |  |  | 13:55 | 5367 | ZR5367 |  |  | 23:00 | 5476 | ZR5476
|  | 4:55 | 5259 | ZR5259 |  |  | 14:00 | 5368 | ZR5368 |  |  | 23:05 | 5477 | ZR5477
|  | 5:00 | 5260 | ZR5260 |  |  | 14:05 | 5369 | ZR5369 |  |  | 23:10 | 5478 | ZR5478
|  | 5:05 | 5261 | ZR5261 |  |  | 14:10 | 5370 | ZR5370 |  |  | 23:15 | 5479 | ZR5479
|  | 5:10 | 5262 | ZR5262 |  |  | 14:15 | 5371 | ZR5371 |  |  | 23:20 | 5480 | ZR5480
|  | 5:15 | 5263 | ZR5263 |  |  | 14:20 | 5372 | ZR5372 |  |  | 23:25 | 5481 | ZR5481
|  | 5:20 | 5264 | ZR5264 |  |  | 14:25 | 5373 | ZR5373 |  |  | 23:30 | 5482 | ZR5482
|  | 5:25 | 5265 | ZR5265 |  |  | 14:30 | 5374 | ZR5374 |  |  | 23:35 | 5483 | ZR5483
|  | 5:30 | 5266 | ZR5266 |  |  | 14:35 | 5375 | ZR5375 |  |  | 23:40 | 5484 | ZR5484
|  | 5:35 | 5267 | ZR5267 |  |  | 14:40 | 5376 | ZR5376 |  |  | 23:45 | 5485 | ZR5485
|  | 5:40 | 5268 | ZR5268 |  |  | 14:45 | 5377 | ZR5377 |  |  | 23:50 | 5486 | ZR5486
|  | 5:45 | 5269 | ZR5269 |  |  | 14:50 | 5378 | ZR5378 |  |  | 23:55 | 5487 | ZR5487
|  | 5:50 | 5270 | ZR5270 |  |  | 14:55 | 5379 | ZR5379
|  | 5:55 | 5271 | ZR5271 |  |  | 15:00 | 5380 | ZR5380 |  |  | Year | 5490 | ZR5490
|  | 6:00 | 5272 | ZR5272 |  |  | 15:05 | 5381 | ZR5381 |  |  | Month | 5491 | ZR5491
|  | 6:05 | 5273 | ZR5273 |  |  | 15:10 | 5382 | ZR5382 |  |  | Date | 5492 | ZR5492
|  | 6:10 | 5274 | ZR5274 |  |  | 15:15 | 5383 | ZR5383 |  |  | Hour | 5493 | ZR5493
|  | 6:15 | 5275 | ZR5275 |  |  | 15:20 | 5384 | ZR5384 |  |  | Minute | 5494 | ZR5494
|  | 6:20 | 5276 | ZR5276 |  |  | 15:25 | 5385 | ZR5385 |  |  | Second | 5495 | ZR5495
|  | 6:25 | 5277 | ZR5277 |  |  | 15:30 | 5386 | ZR5386 |  |  | Day of Week | 5496 | ZR5496
|  | 6:30 | 5278 | ZR5278 |  |  | 15:35 | 5387 | ZR5387
|  | 6:35 | 5279 | ZR5279 |  |  | 15:40 | 5388 | ZR5388 |  |  | Graph Up |  | ZR17661
|  | 6:40 | 5280 | ZR5280 |  |  | 15:45 | 5389 | ZR5389 |  |  | Graph Down |  | ZR17660
|  | 6:45 | 5281 | ZR5281 |  |  | 15:50 | 5390 | ZR5390
|  | 6:50 | 5282 | ZR5282 |  |  | 15:55 | 5391 | ZR5391 |  |  | MaxData1 |  | ZR17662
|  | 6:55 | 5283 | ZR5283 |  |  | 16:00 | 5392 | ZR5392 |  |  | DataLocation1 |  | ZR17663
|  | 7:00 | 5284 | ZR5284 |  |  | 16:05 | 5393 | ZR5393 |  |  | DataNumber1 |  | ZR17664
|  | 7:05 | 5285 | ZR5285 |  |  | 16:10 | 5394 | ZR5394 |  |  | MaxData2 |  | ZR17665
|  | 7:10 | 5286 | ZR5286 |  |  | 16:15 | 5395 | ZR5395 |  |  | DataLocation2 |  | ZR17666
|  | 7:15 | 5287 | ZR5287 |  |  | 16:20 | 5396 | ZR5396 |  |  | DataNumber2 |  | ZR17667
|  | 7:20 | 5288 | ZR5288 |  |  | 16:25 | 5397 | ZR5397
|  | 7:25 | 5289 | ZR5289 |  |  | 16:30 | 5398 | ZR5398
|  | 7:30 | 5290 | ZR5290 |  |  | 16:35 | 5399 | ZR5399
|  | 7:35 | 5291 | ZR5291 |  |  | 16:40 | 5400 | ZR5400
|  | 7:40 | 5292 | ZR5292 |  |  | 16:45 | 5401 | ZR5401
|  | 7:45 | 5293 | ZR5293 |  |  | 16:50 | 5402 | ZR5402
|  | 7:50 | 5294 | ZR5294 |  |  | 16:55 | 5403 | ZR5403
|  | 7:55 | 5295 | ZR5295 |  |  | 17:00 | 5404 | ZR5404
|  | 8:00 | 5296 | ZR5296 |  |  | 17:05 | 5405 | ZR5405
|  | 8:05 | 5297 | ZR5297 |  |  | 17:10 | 5406 | ZR5406
|  | 8:10 | 5298 | ZR5298 |  |  | 17:15 | 5407 | ZR5407
|  | 8:15 | 5299 | ZR5299 |  |  | 17:20 | 5408 | ZR5408
|  | 8:20 | 5300 | ZR5300 |  |  | 17:25 | 5409 | ZR5409
|  | 8:25 | 5301 | ZR5301 |  |  | 17:30 | 5410 | ZR5410
|  | 8:30 | 5302 | ZR5302 |  |  | 17:35 | 5411 | ZR5411
|  | 8:35 | 5303 | ZR5303 |  |  | 17:40 | 5412 | ZR5412
|  | 8:40 | 5304 | ZR5304 |  |  | 17:45 | 5413 | ZR5413
|  | 8:45 | 5305 | ZR5305 |  |  | 17:50 | 5414 | ZR5414
|  | 8:50 | 5306 | ZR5306 |  |  | 17:55 | 5415 | ZR5415
|  | 8:55 | 5307 | ZR5307 |  |  | 18:00 | 5416 | ZR5416
|  | 9:00 | 5308 | ZR5308 |  |  | 18:05 | 5417 | ZR5417
| OLD (Date, Time) |  |  | 1Mouth_GraphDataTable |  | OLD (Date, Time) |  |  | 1Mouth_GraphDataTable |  | OLD (Date, Time) |  |  | 1Mouth_GraphDataTable |  | OLD (Date, Time) |  |  | 1Mouth_GraphDataTable
| 1st | 0:00 | 5900 | ZR5900 |  | 10th | 0:00 | 6008 | ZR6008 |  | 19th | 0:00 | 6116 | ZR6116 |  | 28th | 0:00 | 6224 | ZR6224
|  | 2:00 | 5901 | ZR5901 |  |  | 2:00 | 6009 | ZR6009 |  |  | 2:00 | 6117 | ZR6117 |  |  | 2:00 | 6225 | ZR6225
|  | 4:00 | 5902 | ZR5902 |  |  | 4:00 | 6010 | ZR6010 |  |  | 4:00 | 6118 | ZR6118 |  |  | 4:00 | 6226 | ZR6226
|  | 6:00 | 5903 | ZR5903 |  |  | 6:00 | 6011 | ZR6011 |  |  | 6:00 | 6119 | ZR6119 |  |  | 6:00 | 6227 | ZR6227
|  | 8:00 | 5904 | ZR5904 |  |  | 8:00 | 6012 | ZR6012 |  |  | 8:00 | 6120 | ZR6120 |  |  | 8:00 | 6228 | ZR6228
|  | 10:00 | 5905 | ZR5905 |  |  | 10:00 | 6013 | ZR6013 |  |  | 10:00 | 6121 | ZR6121 |  |  | 10:00 | 6229 | ZR6229
|  | 12:00 | 5906 | ZR5906 |  |  | 12:00 | 6014 | ZR6014 |  |  | 12:00 | 6122 | ZR6122 |  |  | 12:00 | 6230 | ZR6230
|  | 14:00 | 5907 | ZR5907 |  |  | 14:00 | 6015 | ZR6015 |  |  | 14:00 | 6123 | ZR6123 |  |  | 14:00 | 6231 | ZR6231
|  | 16:00 | 5908 | ZR5908 |  |  | 16:00 | 6016 | ZR6016 |  |  | 16:00 | 6124 | ZR6124 |  |  | 16:00 | 6232 | ZR6232
|  | 18:00 | 5909 | ZR5909 |  |  | 18:00 | 6017 | ZR6017 |  |  | 18:00 | 6125 | ZR6125 |  |  | 18:00 | 6233 | ZR6233
|  | 20:00 | 5910 | ZR5910 |  |  | 20:00 | 6018 | ZR6018 |  |  | 20:00 | 6126 | ZR6126 |  |  | 20:00 | 6234 | ZR6234
|  | 22:00 | 5911 | ZR5911 |  |  | 22:00 | 6019 | ZR6019 |  |  | 22:00 | 6127 | ZR6127 |  |  | 22:00 | 6235 | ZR6235
| 2nd | 24:00 | 5912 | ZR5912 |  | 11th | 24:00 | 6020 | ZR6020 |  | 20th | 24:00 | 6128 | ZR6128 |  | 29th | 24:00 | 6236 | ZR6236
|  | 26:00 | 5913 | ZR5913 |  |  | 26:00 | 6021 | ZR6021 |  |  | 26:00 | 6129 | ZR6129 |  |  | 26:00 | 6237 | ZR6237
|  | 28:00 | 5914 | ZR5914 |  |  | 28:00 | 6022 | ZR6022 |  |  | 28:00 | 6130 | ZR6130 |  |  | 28:00 | 6238 | ZR6238
|  | 30:00 | 5915 | ZR5915 |  |  | 30:00 | 6023 | ZR6023 |  |  | 30:00 | 6131 | ZR6131 |  |  | 30:00 | 6239 | ZR6239
|  | 32:00 | 5916 | ZR5916 |  |  | 32:00 | 6024 | ZR6024 |  |  | 32:00 | 6132 | ZR6132 |  |  | 32:00 | 6240 | ZR6240
|  | 34:00 | 5917 | ZR5917 |  |  | 34:00 | 6025 | ZR6025 |  |  | 34:00 | 6133 | ZR6133 |  |  | 34:00 | 6241 | ZR6241
|  | 36:00 | 5918 | ZR5918 |  |  | 36:00 | 6026 | ZR6026 |  |  | 36:00 | 6134 | ZR6134 |  |  | 36:00 | 6242 | ZR6242
|  | 38:00 | 5919 | ZR5919 |  |  | 38:00 | 6027 | ZR6027 |  |  | 38:00 | 6135 | ZR6135 |  |  | 38:00 | 6243 | ZR6243
|  | 40:00 | 5920 | ZR5920 |  |  | 40:00 | 6028 | ZR6028 |  |  | 40:00 | 6136 | ZR6136 |  |  | 40:00 | 6244 | ZR6244
|  | 42:00 | 5921 | ZR5921 |  |  | 42:00 | 6029 | ZR6029 |  |  | 42:00 | 6137 | ZR6137 |  |  | 42:00 | 6245 | ZR6245
|  | 44:00 | 5922 | ZR5922 |  |  | 44:00 | 6030 | ZR6030 |  |  | 44:00 | 6138 | ZR6138 |  |  | 44:00 | 6246 | ZR6246
|  | 46:00 | 5923 | ZR5923 |  |  | 46:00 | 6031 | ZR6031 |  |  | 46:00 | 6139 | ZR6139 |  |  | 46:00 | 6247 | ZR6247
| 3rd | 48:00 | 5924 | ZR5924 |  | 12th | 48:00 | 6032 | ZR6032 |  | 21th | 48:00 | 6140 | ZR6140 |  | 30th | 48:00 | 6248 | ZR6248
|  | 50:00 | 5925 | ZR5925 |  |  | 50:00 | 6033 | ZR6033 |  |  | 50:00 | 6141 | ZR6141 |  |  | 50:00 | 6249 | ZR6249
|  | 52:00 | 5926 | ZR5926 |  |  | 52:00 | 6034 | ZR6034 |  |  | 52:00 | 6142 | ZR6142 |  |  | 52:00 | 6250 | ZR6250
|  | 54:00 | 5927 | ZR5927 |  |  | 54:00 | 6035 | ZR6035 |  |  | 54:00 | 6143 | ZR6143 |  |  | 54:00 | 6251 | ZR6251
|  | 56:00 | 5928 | ZR5928 |  |  | 56:00 | 6036 | ZR6036 |  |  | 56:00 | 6144 | ZR6144 |  |  | 56:00 | 6252 | ZR6252
|  | 58:00 | 5929 | ZR5929 |  |  | 58:00 | 6037 | ZR6037 |  |  | 58:00 | 6145 | ZR6145 |  |  | 58:00 | 6253 | ZR6253
|  | 60:00 | 5930 | ZR5930 |  |  | 60:00 | 6038 | ZR6038 |  |  | 60:00 | 6146 | ZR6146 |  |  | 60:00 | 6254 | ZR6254
|  | 62:00 | 5931 | ZR5931 |  |  | 62:00 | 6039 | ZR6039 |  |  | 62:00 | 6147 | ZR6147 |  |  | 62:00 | 6255 | ZR6255
|  | 64:00 | 5932 | ZR5932 |  |  | 64:00 | 6040 | ZR6040 |  |  | 64:00 | 6148 | ZR6148 |  |  | 64:00 | 6256 | ZR6256
|  | 66:00 | 5933 | ZR5933 |  |  | 66:00 | 6041 | ZR6041 |  |  | 66:00 | 6149 | ZR6149 |  |  | 66:00 | 6257 | ZR6257
|  | 68:00 | 5934 | ZR5934 |  |  | 68:00 | 6042 | ZR6042 |  |  | 68:00 | 6150 | ZR6150 |  |  | 68:00 | 6258 | ZR6258
|  | 70:00 | 5935 | ZR5935 |  |  | 70:00 | 6043 | ZR6043 |  |  | 70:00 | 6151 | ZR6151 |  |  | 70:00 | 6259 | ZR6259
| 4th | 72:00 | 5936 | ZR5936 |  | 13th | 72:00 | 6044 | ZR6044 |  | 22th | 72:00 | 6152 | ZR6152 |  | 31th | 72:00 | 6260 | ZR6260
|  | 74:00 | 5937 | ZR5937 |  |  | 74:00 | 6045 | ZR6045 |  |  | 74:00 | 6153 | ZR6153 |  |  | 74:00 | 6261 | ZR6261
|  | 76:00 | 5938 | ZR5938 |  |  | 76:00 | 6046 | ZR6046 |  |  | 76:00 | 6154 | ZR6154 |  |  | 76:00 | 6262 | ZR6262
|  | 78:00 | 5939 | ZR5939 |  |  | 78:00 | 6047 | ZR6047 |  |  | 78:00 | 6155 | ZR6155 |  |  | 78:00 | 6263 | ZR6263
|  | 80:00 | 5940 | ZR5940 |  |  | 80:00 | 6048 | ZR6048 |  |  | 80:00 | 6156 | ZR6156 |  |  | 80:00 | 6264 | ZR6264
|  | 82:00 | 5941 | ZR5941 |  |  | 82:00 | 6049 | ZR6049 |  |  | 82:00 | 6157 | ZR6157 |  |  | 82:00 | 6265 | ZR6265
|  | 84:00 | 5942 | ZR5942 |  |  | 84:00 | 6050 | ZR6050 |  |  | 84:00 | 6158 | ZR6158 |  |  | 84:00 | 6266 | ZR6266
|  | 86:00 | 5943 | ZR5943 |  |  | 86:00 | 6051 | ZR6051 |  |  | 86:00 | 6159 | ZR6159 |  |  | 86:00 | 6267 | ZR6267
|  | 88:00 | 5944 | ZR5944 |  |  | 88:00 | 6052 | ZR6052 |  |  | 88:00 | 6160 | ZR6160 |  |  | 88:00 | 6268 | ZR6268
|  | 90:00 | 5945 | ZR5945 |  |  | 90:00 | 6053 | ZR6053 |  |  | 90:00 | 6161 | ZR6161 |  |  | 90:00 | 6269 | ZR6269
|  | 92:00 | 5946 | ZR5946 |  |  | 92:00 | 6054 | ZR6054 |  |  | 92:00 | 6162 | ZR6162 |  |  | 92:00 | 6270 | ZR6270
|  | 94:00 | 5947 | ZR5947 |  |  | 94:00 | 6055 | ZR6055 |  |  | 94:00 | 6163 | ZR6163 |  |  | 94:00 | 6271 | ZR6271
| 5th | 96:00 | 5948 | ZR5948 |  | 14th | 96:00 | 6056 | ZR6056 |  | 23th | 96:00 | 6164 | ZR6164
|  | 98:00 | 5949 | ZR5949 |  |  | 98:00 | 6057 | ZR6057 |  |  | 98:00 | 6165 | ZR6165 |  |  | Year | 6280 | ZR6280
|  | 100:00 | 5950 | ZR5950 |  |  | 100:00 | 6058 | ZR6058 |  |  | 100:00 | 6166 | ZR6166 |  |  | Month | 6281 | ZR6281
|  | 102:00 | 5951 | ZR5951 |  |  | 102:00 | 6059 | ZR6059 |  |  | 102:00 | 6167 | ZR6167 |  |  | Date | 6282 | ZR6282
|  | 104:00 | 5952 | ZR5952 |  |  | 104:00 | 6060 | ZR6060 |  |  | 104:00 | 6168 | ZR6168 |  |  | Hour | 6283 | ZR6283
|  | 106:00 | 5953 | ZR5953 |  |  | 106:00 | 6061 | ZR6061 |  |  | 106:00 | 6169 | ZR6169 |  |  | Minute | 6284 | ZR6284
|  | 108:00 | 5954 | ZR5954 |  |  | 108:00 | 6062 | ZR6062 |  |  | 108:00 | 6170 | ZR6170 |  |  | Second | 6285 | ZR6285
|  | 110:00 | 5955 | ZR5955 |  |  | 110:00 | 6063 | ZR6063 |  |  | 110:00 | 6171 | ZR6171 |  |  | Day of Week | 6286 | ZR6286
|  | 112:00 | 5956 | ZR5956 |  |  | 112:00 | 6064 | ZR6064 |  |  | 112:00 | 6172 | ZR6172
|  | 114:00 | 5957 | ZR5957 |  |  | 114:00 | 6065 | ZR6065 |  |  | 114:00 | 6173 | ZR6173 |  |  | Graph Up |  | ZR17671
|  | 116:00 | 5958 | ZR5958 |  |  | 116:00 | 6066 | ZR6066 |  |  | 116:00 | 6174 | ZR6174 |  |  | Graph Down |  | ZR17670
|  | 118:00 | 5959 | ZR5959 |  |  | 118:00 | 6067 | ZR6067 |  |  | 118:00 | 6175 | ZR6175
| 6th | 120:00 | 5960 | ZR5960 |  | 15th | 120:00 | 6068 | ZR6068 |  | 24th | 120:00 | 6176 | ZR6176 |  |  | MaxData1 |  | ZR17672
|  | 122:00 | 5961 | ZR5961 |  |  | 122:00 | 6069 | ZR6069 |  |  | 122:00 | 6177 | ZR6177 |  |  | DataLocation1 |  | ZR17673
|  | 124:00 | 5962 | ZR5962 |  |  | 124:00 | 6070 | ZR6070 |  |  | 124:00 | 6178 | ZR6178 |  |  | DataNumber1 |  | ZR17674
|  | 126:00 | 5963 | ZR5963 |  |  | 126:00 | 6071 | ZR6071 |  |  | 126:00 | 6179 | ZR6179 |  |  | MaxData2 |  | ZR17675
|  | 128:00 | 5964 | ZR5964 |  |  | 128:00 | 6072 | ZR6072 |  |  | 128:00 | 6180 | ZR6180 |  |  | DataLocation2 |  | ZR17676
|  | 130:00 | 5965 | ZR5965 |  |  | 130:00 | 6073 | ZR6073 |  |  | 130:00 | 6181 | ZR6181 |  |  | DataNumber2 |  | ZR17677
|  | 132:00 | 5966 | ZR5966 |  |  | 132:00 | 6074 | ZR6074 |  |  | 132:00 | 6182 | ZR6182
|  | 134:00 | 5967 | ZR5967 |  |  | 134:00 | 6075 | ZR6075 |  |  | 134:00 | 6183 | ZR6183
|  | 136:00 | 5968 | ZR5968 |  |  | 136:00 | 6076 | ZR6076 |  |  | 136:00 | 6184 | ZR6184
|  | 138:00 | 5969 | ZR5969 |  |  | 138:00 | 6077 | ZR6077 |  |  | 138:00 | 6185 | ZR6185
|  | 140:00 | 5970 | ZR5970 |  |  | 140:00 | 6078 | ZR6078 |  |  | 140:00 | 6186 | ZR6186
|  | 142:00 | 5971 | ZR5971 |  |  | 142:00 | 6079 | ZR6079 |  |  | 142:00 | 6187 | ZR6187
| 7th | 144:00 | 5972 | ZR5972 |  | 16th | 144:00 | 6080 | ZR6080 |  | 25th | 144:00 | 6188 | ZR6188
|  | 146:00 | 5973 | ZR5973 |  |  | 146:00 | 6081 | ZR6081 |  |  | 146:00 | 6189 | ZR6189
|  | 148:00 | 5974 | ZR5974 |  |  | 148:00 | 6082 | ZR6082 |  |  | 148:00 | 6190 | ZR6190
|  | 150:00 | 5975 | ZR5975 |  |  | 150:00 | 6083 | ZR6083 |  |  | 150:00 | 6191 | ZR6191
|  | 152:00 | 5976 | ZR5976 |  |  | 152:00 | 6084 | ZR6084 |  |  | 152:00 | 6192 | ZR6192
|  | 154:00 | 5977 | ZR5977 |  |  | 154:00 | 6085 | ZR6085 |  |  | 154:00 | 6193 | ZR6193
|  | 156:00 | 5978 | ZR5978 |  |  | 156:00 | 6086 | ZR6086 |  |  | 156:00 | 6194 | ZR6194
|  | 158:00 | 5979 | ZR5979 |  |  | 158:00 | 6087 | ZR6087 |  |  | 158:00 | 6195 | ZR6195
|  | 160:00 | 5980 | ZR5980 |  |  | 160:00 | 6088 | ZR6088 |  |  | 160:00 | 6196 | ZR6196
|  | 162:00 | 5981 | ZR5981 |  |  | 162:00 | 6089 | ZR6089 |  |  | 162:00 | 6197 | ZR6197
|  | 164:00 | 5982 | ZR5982 |  |  | 164:00 | 6090 | ZR6090 |  |  | 164:00 | 6198 | ZR6198
|  | 166:00 | 5983 | ZR5983 |  |  | 166:00 | 6091 | ZR6091 |  |  | 166:00 | 6199 | ZR6199
| 8th | 168:00 | 5984 | ZR5984 |  | 17th | 168:00 | 6092 | ZR6092 |  | 26th | 168:00 | 6200 | ZR6200
|  | 170:00 | 5985 | ZR5985 |  |  | 170:00 | 6093 | ZR6093 |  |  | 170:00 | 6201 | ZR6201
|  | 172:00 | 5986 | ZR5986 |  |  | 172:00 | 6094 | ZR6094 |  |  | 172:00 | 6202 | ZR6202
|  | 174:00 | 5987 | ZR5987 |  |  | 174:00 | 6095 | ZR6095 |  |  | 174:00 | 6203 | ZR6203
|  | 176:00 | 5988 | ZR5988 |  |  | 176:00 | 6096 | ZR6096 |  |  | 176:00 | 6204 | ZR6204
|  | 178:00 | 5989 | ZR5989 |  |  | 178:00 | 6097 | ZR6097 |  |  | 178:00 | 6205 | ZR6205
|  | 180:00 | 5990 | ZR5990 |  |  | 180:00 | 6098 | ZR6098 |  |  | 180:00 | 6206 | ZR6206
|  | 182:00 | 5991 | ZR5991 |  |  | 182:00 | 6099 | ZR6099 |  |  | 182:00 | 6207 | ZR6207
|  | 184:00 | 5992 | ZR5992 |  |  | 184:00 | 6100 | ZR6100 |  |  | 184:00 | 6208 | ZR6208
|  | 186:00 | 5993 | ZR5993 |  |  | 186:00 | 6101 | ZR6101 |  |  | 186:00 | 6209 | ZR6209
|  | 188:00 | 5994 | ZR5994 |  |  | 188:00 | 6102 | ZR6102 |  |  | 188:00 | 6210 | ZR6210
|  | 190:00 | 5995 | ZR5995 |  |  | 190:00 | 6103 | ZR6103 |  |  | 190:00 | 6211 | ZR6211
| 9th | 192:00 | 5996 | ZR5996 |  | 18th | 192:00 | 6104 | ZR6104 |  | 27th | 192:00 | 6212 | ZR6212
|  | 194:00 | 5997 | ZR5997 |  |  | 194:00 | 6105 | ZR6105 |  |  | 194:00 | 6213 | ZR6213
|  | 196:00 | 5998 | ZR5998 |  |  | 196:00 | 6106 | ZR6106 |  |  | 196:00 | 6214 | ZR6214
|  | 198:00 | 5999 | ZR5999 |  |  | 198:00 | 6107 | ZR6107 |  |  | 198:00 | 6215 | ZR6215
|  | 200:00 | 6000 | ZR6000 |  |  | 200:00 | 6108 | ZR6108 |  |  | 200:00 | 6216 | ZR6216
|  | 202:00 | 6001 | ZR6001 |  |  | 202:00 | 6109 | ZR6109 |  |  | 202:00 | 6217 | ZR6217
|  | 204:00 | 6002 | ZR6002 |  |  | 204:00 | 6110 | ZR6110 |  |  | 204:00 | 6218 | ZR6218
|  | 206:00 | 6003 | ZR6003 |  |  | 206:00 | 6111 | ZR6111 |  |  | 206:00 | 6219 | ZR6219
|  | 208:00 | 6004 | ZR6004 |  |  | 208:00 | 6112 | ZR6112 |  |  | 208:00 | 6220 | ZR6220
|  | 210:00 | 6005 | ZR6005 |  |  | 210:00 | 6113 | ZR6113 |  |  | 210:00 | 6221 | ZR6221
|  | 212:00 | 6006 | ZR6006 |  |  | 212:00 | 6114 | ZR6114 |  |  | 212:00 | 6222 | ZR6222
|  | 214:00 | 6007 | ZR6007 |  |  | 214:00 | 6115 | ZR6115 |  |  | 214:00 | 6223 | ZR6223
|  | OLD |  | 1Year_GraphDataTable |  |  | OLD |  | 1Year_GraphDataTable |  |  | OLD |  | 1Year_GraphDataTable |  |  | OLD |  | 1Year_GraphDataTable
|  | Jan. 1 | 6700 | ZR6700 |  |  | Apr. 17 | 6809 | ZR6809 |  |  | Aug. 2 | 6918 | ZR6918 |  |  | Nov. 18 | 7027 | ZR7027
|  | Jan. 2 | 6701 | ZR6701 |  |  | Apr. 18 | 6810 | ZR6810 |  |  | Aug. 3 | 6919 | ZR6919 |  |  | Nov. 19 | 7028 | ZR7028
|  | Jan. 3 | 6702 | ZR6702 |  |  | Apr. 19 | 6811 | ZR6811 |  |  | Aug. 4 | 6920 | ZR6920 |  |  | Nov. 20 | 7029 | ZR7029
|  | Jan. 4 | 6703 | ZR6703 |  |  | Apr. 20 | 6812 | ZR6812 |  |  | Aug. 5 | 6921 | ZR6921 |  |  | Nov. 21 | 7030 | ZR7030
|  | Jan. 5 | 6704 | ZR6704 |  |  | Apr. 21 | 6813 | ZR6813 |  |  | Aug. 6 | 6922 | ZR6922 |  |  | Nov. 22 | 7031 | ZR7031
|  | Jan. 6 | 6705 | ZR6705 |  |  | Apr. 22 | 6814 | ZR6814 |  |  | Aug. 7 | 6923 | ZR6923 |  |  | Nov. 23 | 7032 | ZR7032
|  | Jan. 7 | 6706 | ZR6706 |  |  | Apr. 23 | 6815 | ZR6815 |  |  | Aug. 8 | 6924 | ZR6924 |  |  | Nov. 24 | 7033 | ZR7033
|  | Jan. 8 | 6707 | ZR6707 |  |  | Apr. 24 | 6816 | ZR6816 |  |  | Aug. 9 | 6925 | ZR6925 |  |  | Nov. 25 | 7034 | ZR7034
|  | Jan. 9 | 6708 | ZR6708 |  |  | Apr. 25 | 6817 | ZR6817 |  |  | Aug. 10 | 6926 | ZR6926 |  |  | Nov. 26 | 7035 | ZR7035
|  | Jan. 10 | 6709 | ZR6709 |  |  | Apr. 26 | 6818 | ZR6818 |  |  | Aug. 11 | 6927 | ZR6927 |  |  | Nov. 27 | 7036 | ZR7036
|  | Jan. 11 | 6710 | ZR6710 |  |  | Apr. 27 | 6819 | ZR6819 |  |  | Aug. 12 | 6928 | ZR6928 |  |  | Nov. 28 | 7037 | ZR7037
|  | Jan. 12 | 6711 | ZR6711 |  |  | Apr. 28 | 6820 | ZR6820 |  |  | Aug. 13 | 6929 | ZR6929 |  |  | Nov. 29 | 7038 | ZR7038
|  | Jan. 13 | 6712 | ZR6712 |  |  | Apr. 29 | 6821 | ZR6821 |  |  | Aug. 14 | 6930 | ZR6930 |  |  | Nov. 30 | 7039 | ZR7039
|  | Jan. 14 | 6713 | ZR6713 |  |  | Apr. 30 | 6822 | ZR6822 |  |  | Aug. 15 | 6931 | ZR6931 |  |  | Not Used | 7040 | ZR7040
|  | Jan. 15 | 6714 | ZR6714 |  |  | Not Used | 6823 | ZR6823 |  |  | Aug. 16 | 6932 | ZR6932 |  |  | Dec. 1 | 7041 | ZR7041
|  | Jan. 16 | 6715 | ZR6715 |  |  | May. 1 | 6824 | ZR6824 |  |  | Aug. 17 | 6933 | ZR6933 |  |  | Dec. 2 | 7042 | ZR7042
|  | Jan. 17 | 6716 | ZR6716 |  |  | May. 2 | 6825 | ZR6825 |  |  | Aug. 18 | 6934 | ZR6934 |  |  | Dec. 3 | 7043 | ZR7043
|  | Jan. 18 | 6717 | ZR6717 |  |  | May. 3 | 6826 | ZR6826 |  |  | Aug. 19 | 6935 | ZR6935 |  |  | Dec. 4 | 7044 | ZR7044
|  | Jan. 19 | 6718 | ZR6718 |  |  | May. 4 | 6827 | ZR6827 |  |  | Aug. 20 | 6936 | ZR6936 |  |  | Dec. 5 | 7045 | ZR7045
|  | Jan. 20 | 6719 | ZR6719 |  |  | May. 5 | 6828 | ZR6828 |  |  | Aug. 21 | 6937 | ZR6937 |  |  | Dec. 6 | 7046 | ZR7046
|  | Jan. 21 | 6720 | ZR6720 |  |  | May. 6 | 6829 | ZR6829 |  |  | Aug. 22 | 6938 | ZR6938 |  |  | Dec. 7 | 7047 | ZR7047
|  | Jan. 22 | 6721 | ZR6721 |  |  | May. 7 | 6830 | ZR6830 |  |  | Aug. 23 | 6939 | ZR6939 |  |  | Dec. 8 | 7048 | ZR7048
|  | Jan. 23 | 6722 | ZR6722 |  |  | May. 8 | 6831 | ZR6831 |  |  | Aug. 24 | 6940 | ZR6940 |  |  | Dec. 9 | 7049 | ZR7049
|  | Jan. 24 | 6723 | ZR6723 |  |  | May. 9 | 6832 | ZR6832 |  |  | Aug. 25 | 6941 | ZR6941 |  |  | Dec. 10 | 7050 | ZR7050
|  | Jan. 25 | 6724 | ZR6724 |  |  | May. 10 | 6833 | ZR6833 |  |  | Aug. 26 | 6942 | ZR6942 |  |  | Dec. 11 | 7051 | ZR7051
|  | Jan. 26 | 6725 | ZR6725 |  |  | May. 11 | 6834 | ZR6834 |  |  | Aug. 27 | 6943 | ZR6943 |  |  | Dec. 12 | 7052 | ZR7052
|  | Jan. 27 | 6726 | ZR6726 |  |  | May. 12 | 6835 | ZR6835 |  |  | Aug. 28 | 6944 | ZR6944 |  |  | Dec. 13 | 7053 | ZR7053
|  | Jan. 28 | 6727 | ZR6727 |  |  | May. 13 | 6836 | ZR6836 |  |  | Aug. 29 | 6945 | ZR6945 |  |  | Dec. 14 | 7054 | ZR7054
|  | Jan. 29 | 6728 | ZR6728 |  |  | May. 14 | 6837 | ZR6837 |  |  | Aug. 30 | 6946 | ZR6946 |  |  | Dec. 15 | 7055 | ZR7055
|  | Jan. 30 | 6729 | ZR6729 |  |  | May. 15 | 6838 | ZR6838 |  |  | Aug. 31 | 6947 | ZR6947 |  |  | Dec. 16 | 7056 | ZR7056
|  | Jan. 31 | 6730 | ZR6730 |  |  | May. 16 | 6839 | ZR6839 |  |  | Sep. 1 | 6948 | ZR6948 |  |  | Dec. 17 | 7057 | ZR7057
|  | Feb. 1 | 6731 | ZR6731 |  |  | May. 17 | 6840 | ZR6840 |  |  | Sep. 2 | 6949 | ZR6949 |  |  | Dec. 18 | 7058 | ZR7058
|  | Feb. 2 | 6732 | ZR6732 |  |  | May. 18 | 6841 | ZR6841 |  |  | Sep. 3 | 6950 | ZR6950 |  |  | Dec. 19 | 7059 | ZR7059
|  | Feb. 3 | 6733 | ZR6733 |  |  | May. 19 | 6842 | ZR6842 |  |  | Sep. 4 | 6951 | ZR6951 |  |  | Dec. 20 | 7060 | ZR7060
|  | Feb. 4 | 6734 | ZR6734 |  |  | May. 20 | 6843 | ZR6843 |  |  | Sep. 5 | 6952 | ZR6952 |  |  | Dec. 21 | 7061 | ZR7061
|  | Feb. 5 | 6735 | ZR6735 |  |  | May. 21 | 6844 | ZR6844 |  |  | Sep. 6 | 6953 | ZR6953 |  |  | Dec. 22 | 7062 | ZR7062
|  | Feb. 6 | 6736 | ZR6736 |  |  | May. 22 | 6845 | ZR6845 |  |  | Sep. 7 | 6954 | ZR6954 |  |  | Dec. 23 | 7063 | ZR7063
|  | Feb. 7 | 6737 | ZR6737 |  |  | May. 23 | 6846 | ZR6846 |  |  | Sep. 8 | 6955 | ZR6955 |  |  | Dec. 24 | 7064 | ZR7064
|  | Feb. 8 | 6738 | ZR6738 |  |  | May. 24 | 6847 | ZR6847 |  |  | Sep. 9 | 6956 | ZR6956 |  |  | Dec. 25 | 7065 | ZR7065
|  | Feb. 9 | 6739 | ZR6739 |  |  | May. 25 | 6848 | ZR6848 |  |  | Sep. 10 | 6957 | ZR6957 |  |  | Dec. 26 | 7066 | ZR7066
|  | Feb. 10 | 6740 | ZR6740 |  |  | May. 26 | 6849 | ZR6849 |  |  | Sep. 11 | 6958 | ZR6958 |  |  | Dec. 27 | 7067 | ZR7067
|  | Feb. 11 | 6741 | ZR6741 |  |  | May. 27 | 6850 | ZR6850 |  |  | Sep. 12 | 6959 | ZR6959 |  |  | Dec. 28 | 7068 | ZR7068
|  | Feb. 12 | 6742 | ZR6742 |  |  | May. 28 | 6851 | ZR6851 |  |  | Sep. 13 | 6960 | ZR6960 |  |  | Dec. 29 | 7069 | ZR7069
|  | Feb. 13 | 6743 | ZR6743 |  |  | May. 29 | 6852 | ZR6852 |  |  | Sep. 14 | 6961 | ZR6961 |  |  | Dec. 30 | 7070 | ZR7070
|  | Feb. 14 | 6744 | ZR6744 |  |  | May. 30 | 6853 | ZR6853 |  |  | Sep. 15 | 6962 | ZR6962 |  |  | Dec. 31 | 7071 | ZR7071
|  | Feb. 15 | 6745 | ZR6745 |  |  | May. 31 | 6854 | ZR6854 |  |  | Sep. 16 | 6963 | ZR6963
|  | Feb. 16 | 6746 | ZR6746 |  |  | Jun. 1 | 6855 | ZR6855 |  |  | Sep. 17 | 6964 | ZR6964 |  |  | Year | 7080 | ZR7080
|  | Feb. 17 | 6747 | ZR6747 |  |  | Jun. 2 | 6856 | ZR6856 |  |  | Sep. 18 | 6965 | ZR6965 |  |  | Month | 7081 | ZR7081
|  | Feb. 18 | 6748 | ZR6748 |  |  | Jun. 3 | 6857 | ZR6857 |  |  | Sep. 19 | 6966 | ZR6966 |  |  | Date | 7082 | ZR7082
|  | Feb. 19 | 6749 | ZR6749 |  |  | Jun. 4 | 6858 | ZR6858 |  |  | Sep. 20 | 6967 | ZR6967 |  |  | Hour | 7083 | ZR7083
|  | Feb. 20 | 6750 | ZR6750 |  |  | Jun. 5 | 6859 | ZR6859 |  |  | Sep. 21 | 6968 | ZR6968 |  |  | Minute | 7084 | ZR7084
|  | Feb. 21 | 6751 | ZR6751 |  |  | Jun. 6 | 6860 | ZR6860 |  |  | Sep. 22 | 6969 | ZR6969 |  |  | Second | 7085 | ZR7085
|  | Feb. 22 | 6752 | ZR6752 |  |  | Jun. 7 | 6861 | ZR6861 |  |  | Sep. 23 | 6970 | ZR6970 |  |  | Day of Week | 7086 | ZR7086
|  | Feb. 23 | 6753 | ZR6753 |  |  | Jun. 8 | 6862 | ZR6862 |  |  | Sep. 24 | 6971 | ZR6971
|  | Feb. 24 | 6754 | ZR6754 |  |  | Jun. 9 | 6863 | ZR6863 |  |  | Sep. 25 | 6972 | ZR6972 |  |  | Graph Up |  | ZR17681
|  | Feb. 25 | 6755 | ZR6755 |  |  | Jun. 10 | 6864 | ZR6864 |  |  | Sep. 26 | 6973 | ZR6973 |  |  | Graph Down |  | ZR17680
|  | Feb. 26 | 6756 | ZR6756 |  |  | Jun. 11 | 6865 | ZR6865 |  |  | Sep. 27 | 6974 | ZR6974
|  | Feb. 27 | 6757 | ZR6757 |  |  | Jun. 12 | 6866 | ZR6866 |  |  | Sep. 28 | 6975 | ZR6975 |  |  | MaxData1 |  | ZR17682
|  | Feb. 28 | 6758 | ZR6758 |  |  | Jun. 13 | 6867 | ZR6867 |  |  | Sep. 29 | 6976 | ZR6976 |  |  | DataLocation1 |  | ZR17683
|  | Feb. 29 | 6759 | ZR6759 |  |  | Jun. 14 | 6868 | ZR6868 |  |  | Sep. 30 | 6977 | ZR6977 |  |  | DataNumber1 |  | ZR17684
|  | Not Used | 6760 | ZR6760 |  |  | Jun. 15 | 6869 | ZR6869 |  |  | Not Used | 6978 | ZR6978 |  |  | MaxData2 |  | ZR17685
|  | Not Used | 6761 | ZR6761 |  |  | Jun. 16 | 6870 | ZR6870 |  |  | Oct. 1 | 6979 | ZR6979 |  |  | DataLocation2 |  | ZR17686
|  | Mar. 1 | 6762 | ZR6762 |  |  | Jun. 17 | 6871 | ZR6871 |  |  | Oct. 2 | 6980 | ZR6980 |  |  | DataNumber2 |  | ZR17687
|  | Mar. 2 | 6763 | ZR6763 |  |  | Jun. 18 | 6872 | ZR6872 |  |  | Oct. 3 | 6981 | ZR6981
|  | Mar. 3 | 6764 | ZR6764 |  |  | Jun. 19 | 6873 | ZR6873 |  |  | Oct. 4 | 6982 | ZR6982
|  | Mar. 4 | 6765 | ZR6765 |  |  | Jun. 20 | 6874 | ZR6874 |  |  | Oct. 5 | 6983 | ZR6983
|  | Mar. 5 | 6766 | ZR6766 |  |  | Jun. 21 | 6875 | ZR6875 |  |  | Oct. 6 | 6984 | ZR6984
|  | Mar. 6 | 6767 | ZR6767 |  |  | Jun. 22 | 6876 | ZR6876 |  |  | Oct. 7 | 6985 | ZR6985
|  | Mar. 7 | 6768 | ZR6768 |  |  | Jun. 23 | 6877 | ZR6877 |  |  | Oct. 8 | 6986 | ZR6986
|  | Mar. 8 | 6769 | ZR6769 |  |  | Jun. 24 | 6878 | ZR6878 |  |  | Oct. 9 | 6987 | ZR6987
|  | Mar. 9 | 6770 | ZR6770 |  |  | Jun. 25 | 6879 | ZR6879 |  |  | Oct. 10 | 6988 | ZR6988
|  | Mar. 10 | 6771 | ZR6771 |  |  | Jun. 26 | 6880 | ZR6880 |  |  | Oct. 11 | 6989 | ZR6989
|  | Mar. 11 | 6772 | ZR6772 |  |  | Jun. 27 | 6881 | ZR6881 |  |  | Oct. 12 | 6990 | ZR6990
|  | Mar. 12 | 6773 | ZR6773 |  |  | Jun. 28 | 6882 | ZR6882 |  |  | Oct. 13 | 6991 | ZR6991
|  | Mar. 13 | 6774 | ZR6774 |  |  | Jun. 29 | 6883 | ZR6883 |  |  | Oct. 14 | 6992 | ZR6992
|  | Mar. 14 | 6775 | ZR6775 |  |  | Jun. 30 | 6884 | ZR6884 |  |  | Oct. 15 | 6993 | ZR6993
|  | Mar. 15 | 6776 | ZR6776 |  |  | Not Used | 6885 | ZR6885 |  |  | Oct. 16 | 6994 | ZR6994
|  | Mar. 16 | 6777 | ZR6777 |  |  | Jul. 1 | 6886 | ZR6886 |  |  | Oct. 17 | 6995 | ZR6995
|  | Mar. 17 | 6778 | ZR6778 |  |  | Jul. 2 | 6887 | ZR6887 |  |  | Oct. 18 | 6996 | ZR6996
|  | Mar. 18 | 6779 | ZR6779 |  |  | Jul. 3 | 6888 | ZR6888 |  |  | Oct. 19 | 6997 | ZR6997
|  | Mar. 19 | 6780 | ZR6780 |  |  | Jul. 4 | 6889 | ZR6889 |  |  | Oct. 20 | 6998 | ZR6998
|  | Mar. 20 | 6781 | ZR6781 |  |  | Jul. 5 | 6890 | ZR6890 |  |  | Oct. 21 | 6999 | ZR6999
|  | Mar. 21 | 6782 | ZR6782 |  |  | Jul. 6 | 6891 | ZR6891 |  |  | Oct. 22 | 7000 | ZR7000
|  | Mar. 22 | 6783 | ZR6783 |  |  | Jul. 7 | 6892 | ZR6892 |  |  | Oct. 23 | 7001 | ZR7001
|  | Mar. 23 | 6784 | ZR6784 |  |  | Jul. 8 | 6893 | ZR6893 |  |  | Oct. 24 | 7002 | ZR7002
|  | Mar. 24 | 6785 | ZR6785 |  |  | Jul. 9 | 6894 | ZR6894 |  |  | Oct. 25 | 7003 | ZR7003
|  | Mar. 25 | 6786 | ZR6786 |  |  | Jul. 10 | 6895 | ZR6895 |  |  | Oct. 26 | 7004 | ZR7004
|  | Mar. 26 | 6787 | ZR6787 |  |  | Jul. 11 | 6896 | ZR6896 |  |  | Oct. 27 | 7005 | ZR7005
|  | Mar. 27 | 6788 | ZR6788 |  |  | Jul. 12 | 6897 | ZR6897 |  |  | Oct. 28 | 7006 | ZR7006
|  | Mar. 28 | 6789 | ZR6789 |  |  | Jul. 13 | 6898 | ZR6898 |  |  | Oct. 29 | 7007 | ZR7007
|  | Mar. 29 | 6790 | ZR6790 |  |  | Jul. 14 | 6899 | ZR6899 |  |  | Oct. 30 | 7008 | ZR7008
|  | Mar. 30 | 6791 | ZR6791 |  |  | Jul. 15 | 6900 | ZR6900 |  |  | Oct. 31 | 7009 | ZR7009
|  | Mar. 31 | 6792 | ZR6792 |  |  | Jul. 16 | 6901 | ZR6901 |  |  | Nov. 1 | 7010 | ZR7010
|  | Apr. 1 | 6793 | ZR6793 |  |  | Jul. 17 | 6902 | ZR6902 |  |  | Nov. 2 | 7011 | ZR7011
|  | Apr. 2 | 6794 | ZR6794 |  |  | Jul. 18 | 6903 | ZR6903 |  |  | Nov. 3 | 7012 | ZR7012
|  | Apr. 3 | 6795 | ZR6795 |  |  | Jul. 19 | 6904 | ZR6904 |  |  | Nov. 4 | 7013 | ZR7013
|  | Apr. 4 | 6796 | ZR6796 |  |  | Jul. 20 | 6905 | ZR6905 |  |  | Nov. 5 | 7014 | ZR7014
|  | Apr. 5 | 6797 | ZR6797 |  |  | Jul. 21 | 6906 | ZR6906 |  |  | Nov. 6 | 7015 | ZR7015
|  | Apr. 6 | 6798 | ZR6798 |  |  | Jul. 22 | 6907 | ZR6907 |  |  | Nov. 7 | 7016 | ZR7016
|  | Apr. 7 | 6799 | ZR6799 |  |  | Jul. 23 | 6908 | ZR6908 |  |  | Nov. 8 | 7017 | ZR7017
|  | Apr. 8 | 6800 | ZR6800 |  |  | Jul. 24 | 6909 | ZR6909 |  |  | Nov. 9 | 7018 | ZR7018
|  | Apr. 9 | 6801 | ZR6801 |  |  | Jul. 25 | 6910 | ZR6910 |  |  | Nov. 10 | 7019 | ZR7019
|  | Apr. 10 | 6802 | ZR6802 |  |  | Jul. 26 | 6911 | ZR6911 |  |  | Nov. 11 | 7020 | ZR7020
|  | Apr. 11 | 6803 | ZR6803 |  |  | Jul. 27 | 6912 | ZR6912 |  |  | Nov. 12 | 7021 | ZR7021
|  | Apr. 12 | 6804 | ZR6804 |  |  | Jul. 28 | 6913 | ZR6913 |  |  | Nov. 13 | 7022 | ZR7022
|  | Apr. 13 | 6805 | ZR6805 |  |  | Jul. 29 | 6914 | ZR6914 |  |  | Nov. 14 | 7023 | ZR7023
|  | Apr. 14 | 6806 | ZR6806 |  |  | Jul. 30 | 6915 | ZR6915 |  |  | Nov. 15 | 7024 | ZR7024
|  | Apr. 15 | 6807 | ZR6807 |  |  | Jul. 31 | 6916 | ZR6916 |  |  | Nov. 16 | 7025 | ZR7025
|  | Apr. 16 | 6808 | ZR6808 |  |  | Aug. 1 | 6917 | ZR6917 |  |  | Nov. 17 | 7026 | ZR7026

## GraphDataTable_CH2_Io（Now）
2.6 Data Table CH2 Io (Present)
CH2 Io |  | 8000 |  |  | CH2 Io |  | 8000 |  |  | CH2 Io |  | 8000 |  |  | CH2 Io |  | 8000
|  | NOW |  | 1Hour_GraphDataTable |  |  | NOW |  | 1Hour_GraphDataTable |  |  | NOW |  | 1Hour_GraphDataTable |  |  | NOW |  | 1Hour_GraphDataTable
|  | 0:00 | 8000 | ZR8000 |  |  | 0:16 | 8096 | ZR8096 |  |  | 0:32 | 8192 | ZR8192 |  |  | 0:48 | 8288 | ZR8288
|  | 0:00 | 8001 | ZR8001 |  |  | 0:16 | 8097 | ZR8097 |  |  | 0:32 | 8193 | ZR8193 |  |  | 0:48 | 8289 | ZR8289
|  | 0:00 | 8002 | ZR8002 |  |  | 0:16 | 8098 | ZR8098 |  |  | 0:32 | 8194 | ZR8194 |  |  | 0:48 | 8290 | ZR8290
|  | 0:00 | 8003 | ZR8003 |  |  | 0:16 | 8099 | ZR8099 |  |  | 0:32 | 8195 | ZR8195 |  |  | 0:49 | 8291 | ZR8291
|  | 0:01 | 8004 | ZR8004 |  |  | 0:17 | 8100 | ZR8100 |  |  | 0:33 | 8196 | ZR8196 |  |  | 0:49 | 8292 | ZR8292
|  | 0:01 | 8005 | ZR8005 |  |  | 0:17 | 8101 | ZR8101 |  |  | 0:33 | 8197 | ZR8197 |  |  | 0:49 | 8293 | ZR8293
|  | 0:01 | 8006 | ZR8006 |  |  | 0:17 | 8102 | ZR8102 |  |  | 0:33 | 8198 | ZR8198 |  |  | 0:49 | 8294 | ZR8294
|  | 0:01 | 8007 | ZR8007 |  |  | 0:17 | 8103 | ZR8103 |  |  | 0:33 | 8199 | ZR8199 |  |  | 0:49 | 8295 | ZR8295
|  | 0:01 | 8008 | ZR8008 |  |  | 0:17 | 8104 | ZR8104 |  |  | 0:33 | 8200 | ZR8200 |  |  | 0:49 | 8296 | ZR8296
|  | 0:02 | 8009 | ZR8009 |  |  | 0:18 | 8105 | ZR8105 |  |  | 0:34 | 8201 | ZR8201 |  |  | 0:50 | 8297 | ZR8297
|  | 0:02 | 8010 | ZR8010 |  |  | 0:18 | 8106 | ZR8106 |  |  | 0:34 | 8202 | ZR8202 |  |  | 0:50 | 8298 | ZR8298
|  | 0:02 | 8011 | ZR8011 |  |  | 0:18 | 8107 | ZR8107 |  |  | 0:34 | 8203 | ZR8203 |  |  | 0:50 | 8299 | ZR8299
|  | 0:02 | 8012 | ZR8012 |  |  | 0:18 | 8108 | ZR8108 |  |  | 0:34 | 8204 | ZR8204 |  |  | 0:50 | 8300 | ZR8300
|  | 0:02 | 8013 | ZR8013 |  |  | 0:18 | 8109 | ZR8109 |  |  | 0:34 | 8205 | ZR8205 |  |  | 0:50 | 8301 | ZR8301
|  | 0:02 | 8014 | ZR8014 |  |  | 0:18 | 8110 | ZR8110 |  |  | 0:34 | 8206 | ZR8206 |  |  | 0:50 | 8302 | ZR8302
|  | 0:02 | 8015 | ZR8015 |  |  | 0:18 | 8111 | ZR8111 |  |  | 0:34 | 8207 | ZR8207 |  |  | 0:50 | 8303 | ZR8303
|  | 0:03 | 8016 | ZR8016 |  |  | 0:19 | 8112 | ZR8112 |  |  | 0:35 | 8208 | ZR8208 |  |  | 0:51 | 8304 | ZR8304
|  | 0:03 | 8017 | ZR8017 |  |  | 0:19 | 8113 | ZR8113 |  |  | 0:35 | 8209 | ZR8209 |  |  | 0:51 | 8305 | ZR8305
|  | 0:03 | 8018 | ZR8018 |  |  | 0:19 | 8114 | ZR8114 |  |  | 0:35 | 8210 | ZR8210 |  |  | 0:51 | 8306 | ZR8306
|  | 0:03 | 8019 | ZR8019 |  |  | 0:19 | 8115 | ZR8115 |  |  | 0:35 | 8211 | ZR8211 |  |  | 0:51 | 8307 | ZR8307
|  | 0:03 | 8020 | ZR8020 |  |  | 0:19 | 8116 | ZR8116 |  |  | 0:35 | 8212 | ZR8212 |  |  | 0:51 | 8308 | ZR8308
|  | 0:04 | 8021 | ZR8021 |  |  | 0:20 | 8117 | ZR8117 |  |  | 0:36 | 8213 | ZR8213 |  |  | 0:52 | 8309 | ZR8309
|  | 0:04 | 8022 | ZR8022 |  |  | 0:20 | 8118 | ZR8118 |  |  | 0:36 | 8214 | ZR8214 |  |  | 0:52 | 8310 | ZR8310
|  | 0:04 | 8023 | ZR8023 |  |  | 0:20 | 8119 | ZR8119 |  |  | 0:36 | 8215 | ZR8215 |  |  | 0:52 | 8311 | ZR8311
|  | 0:04 | 8024 | ZR8024 |  |  | 0:20 | 8120 | ZR8120 |  |  | 0:36 | 8216 | ZR8216 |  |  | 0:52 | 8312 | ZR8312
|  | 0:04 | 8025 | ZR8025 |  |  | 0:20 | 8121 | ZR8121 |  |  | 0:36 | 8217 | ZR8217 |  |  | 0:52 | 8313 | ZR8313
|  | 0:04 | 8026 | ZR8026 |  |  | 0:20 | 8122 | ZR8122 |  |  | 0:36 | 8218 | ZR8218 |  |  | 0:52 | 8314 | ZR8314
|  | 0:04 | 8027 | ZR8027 |  |  | 0:20 | 8123 | ZR8123 |  |  | 0:36 | 8219 | ZR8219 |  |  | 0:52 | 8315 | ZR8315
|  | 0:05 | 8028 | ZR8028 |  |  | 0:21 | 8124 | ZR8124 |  |  | 0:37 | 8220 | ZR8220 |  |  | 0:53 | 8316 | ZR8316
|  | 0:05 | 8029 | ZR8029 |  |  | 0:21 | 8125 | ZR8125 |  |  | 0:37 | 8221 | ZR8221 |  |  | 0:53 | 8317 | ZR8317
|  | 0:05 | 8030 | ZR8030 |  |  | 0:21 | 8126 | ZR8126 |  |  | 0:37 | 8222 | ZR8222 |  |  | 0:53 | 8318 | ZR8318
|  | 0:05 | 8031 | ZR8031 |  |  | 0:21 | 8127 | ZR8127 |  |  | 0:37 | 8223 | ZR8223 |  |  | 0:53 | 8319 | ZR8319
|  | 0:05 | 8032 | ZR8032 |  |  | 0:21 | 8128 | ZR8128 |  |  | 0:37 | 8224 | ZR8224 |  |  | 0:53 | 8320 | ZR8320
|  | 0:05 | 8033 | ZR8033 |  |  | 0:22 | 8129 | ZR8129 |  |  | 0:38 | 8225 | ZR8225 |  |  | 0:54 | 8321 | ZR8321
|  | 0:06 | 8034 | ZR8034 |  |  | 0:22 | 8130 | ZR8130 |  |  | 0:38 | 8226 | ZR8226 |  |  | 0:54 | 8322 | ZR8322
|  | 0:06 | 8035 | ZR8035 |  |  | 0:22 | 8131 | ZR8131 |  |  | 0:38 | 8227 | ZR8227 |  |  | 0:54 | 8323 | ZR8323
|  | 0:06 | 8036 | ZR8036 |  |  | 0:22 | 8132 | ZR8132 |  |  | 0:38 | 8228 | ZR8228 |  |  | 0:54 | 8324 | ZR8324
|  | 0:06 | 8037 | ZR8037 |  |  | 0:22 | 8133 | ZR8133 |  |  | 0:38 | 8229 | ZR8229 |  |  | 0:54 | 8325 | ZR8325
|  | 0:06 | 8038 | ZR8038 |  |  | 0:22 | 8134 | ZR8134 |  |  | 0:38 | 8230 | ZR8230 |  |  | 0:54 | 8326 | ZR8326
|  | 0:07 | 8039 | ZR8039 |  |  | 0:22 | 8135 | ZR8135 |  |  | 0:38 | 8231 | ZR8231 |  |  | 0:54 | 8327 | ZR8327
|  | 0:07 | 8040 | ZR8040 |  |  | 0:23 | 8136 | ZR8136 |  |  | 0:39 | 8232 | ZR8232 |  |  | 0:55 | 8328 | ZR8328
|  | 0:07 | 8041 | ZR8041 |  |  | 0:23 | 8137 | ZR8137 |  |  | 0:39 | 8233 | ZR8233 |  |  | 0:55 | 8329 | ZR8329
|  | 0:07 | 8042 | ZR8042 |  |  | 0:23 | 8138 | ZR8138 |  |  | 0:39 | 8234 | ZR8234 |  |  | 0:55 | 8330 | ZR8330
|  | 0:07 | 8043 | ZR8043 |  |  | 0:23 | 8139 | ZR8139 |  |  | 0:39 | 8235 | ZR8235 |  |  | 0:55 | 8331 | ZR8331
|  | 0:07 | 8044 | ZR8044 |  |  | 0:23 | 8140 | ZR8140 |  |  | 0:39 | 8236 | ZR8236 |  |  | 0:55 | 8332 | ZR8332
|  | 0:07 | 8045 | ZR8045 |  |  | 0:23 | 8141 | ZR8141 |  |  | 0:40 | 8237 | ZR8237 |  |  | 0:56 | 8333 | ZR8333
|  | 0:08 | 8046 | ZR8046 |  |  | 0:24 | 8142 | ZR8142 |  |  | 0:40 | 8238 | ZR8238 |  |  | 0:56 | 8334 | ZR8334
|  | 0:08 | 8047 | ZR8047 |  |  | 0:24 | 8143 | ZR8143 |  |  | 0:40 | 8239 | ZR8239 |  |  | 0:56 | 8335 | ZR8335
|  | 0:08 | 8048 | ZR8048 |  |  | 0:24 | 8144 | ZR8144 |  |  | 0:40 | 8240 | ZR8240 |  |  | 0:56 | 8336 | ZR8336
|  | 0:08 | 8049 | ZR8049 |  |  | 0:24 | 8145 | ZR8145 |  |  | 0:40 | 8241 | ZR8241 |  |  | 0:56 | 8337 | ZR8337
|  | 0:08 | 8050 | ZR8050 |  |  | 0:24 | 8146 | ZR8146 |  |  | 0:40 | 8242 | ZR8242 |  |  | 0:56 | 8338 | ZR8338
|  | 0:09 | 8051 | ZR8051 |  |  | 0:25 | 8147 | ZR8147 |  |  | 0:40 | 8243 | ZR8243 |  |  | 0:56 | 8339 | ZR8339
|  | 0:09 | 8052 | ZR8052 |  |  | 0:25 | 8148 | ZR8148 |  |  | 0:41 | 8244 | ZR8244 |  |  | 0:57 | 8340 | ZR8340
|  | 0:09 | 8053 | ZR8053 |  |  | 0:25 | 8149 | ZR8149 |  |  | 0:41 | 8245 | ZR8245 |  |  | 0:57 | 8341 | ZR8341
|  | 0:09 | 8054 | ZR8054 |  |  | 0:25 | 8150 | ZR8150 |  |  | 0:41 | 8246 | ZR8246 |  |  | 0:57 | 8342 | ZR8342
|  | 0:09 | 8055 | ZR8055 |  |  | 0:25 | 8151 | ZR8151 |  |  | 0:41 | 8247 | ZR8247 |  |  | 0:57 | 8343 | ZR8343
|  | 0:09 | 8056 | ZR8056 |  |  | 0:25 | 8152 | ZR8152 |  |  | 0:41 | 8248 | ZR8248 |  |  | 0:57 | 8344 | ZR8344
|  | 0:09 | 8057 | ZR8057 |  |  | 0:25 | 8153 | ZR8153 |  |  | 0:41 | 8249 | ZR8249 |  |  | 0:58 | 8345 | ZR8345
|  | 0:10 | 8058 | ZR8058 |  |  | 0:26 | 8154 | ZR8154 |  |  | 0:42 | 8250 | ZR8250 |  |  | 0:58 | 8346 | ZR8346
|  | 0:10 | 8059 | ZR8059 |  |  | 0:26 | 8155 | ZR8155 |  |  | 0:42 | 8251 | ZR8251 |  |  | 0:58 | 8347 | ZR8347
|  | 0:10 | 8060 | ZR8060 |  |  | 0:26 | 8156 | ZR8156 |  |  | 0:42 | 8252 | ZR8252 |  |  | 0:58 | 8348 | ZR8348
|  | 0:10 | 8061 | ZR8061 |  |  | 0:26 | 8157 | ZR8157 |  |  | 0:42 | 8253 | ZR8253 |  |  | 0:58 | 8349 | ZR8349
|  | 0:10 | 8062 | ZR8062 |  |  | 0:26 | 8158 | ZR8158 |  |  | 0:42 | 8254 | ZR8254 |  |  | 0:58 | 8350 | ZR8350
|  | 0:11 | 8063 | ZR8063 |  |  | 0:27 | 8159 | ZR8159 |  |  | 0:43 | 8255 | ZR8255 |  |  | 0:58 | 8351 | ZR8351
|  | 0:11 | 8064 | ZR8064 |  |  | 0:27 | 8160 | ZR8160 |  |  | 0:43 | 8256 | ZR8256 |  |  | 0:59 | 8352 | ZR8352
|  | 0:11 | 8065 | ZR8065 |  |  | 0:27 | 8161 | ZR8161 |  |  | 0:43 | 8257 | ZR8257 |  |  | 0:59 | 8353 | ZR8353
|  | 0:11 | 8066 | ZR8066 |  |  | 0:27 | 8162 | ZR8162 |  |  | 0:43 | 8258 | ZR8258 |  |  | 0:59 | 8354 | ZR8354
|  | 0:11 | 8067 | ZR8067 |  |  | 0:27 | 8163 | ZR8163 |  |  | 0:43 | 8259 | ZR8259 |  |  | 0:59 | 8355 | ZR8355
|  | 0:11 | 8068 | ZR8068 |  |  | 0:27 | 8164 | ZR8164 |  |  | 0:43 | 8260 | ZR8260 |  |  | 0:59 | 8356 | ZR8356
|  | 0:12 | 8069 | ZR8069 |  |  | 0:27 | 8165 | ZR8165 |  |  | 0:43 | 8261 | ZR8261 |  |  | 0:59 | 8357 | ZR8357
|  | 0:12 | 8070 | ZR8070 |  |  | 0:28 | 8166 | ZR8166 |  |  | 0:44 | 8262 | ZR8262 |  |  | 1:00 | 8358 | ZR8358
|  | 0:12 | 8071 | ZR8071 |  |  | 0:28 | 8167 | ZR8167 |  |  | 0:44 | 8263 | ZR8263 |  |  | 1:00 | 8359 | ZR8359
|  | 0:12 | 8072 | ZR8072 |  |  | 0:28 | 8168 | ZR8168 |  |  | 0:44 | 8264 | ZR8264
|  | 0:12 | 8073 | ZR8073 |  |  | 0:28 | 8169 | ZR8169 |  |  | 0:44 | 8265 | ZR8265 |  |  | Year | 8370 | ZR8370
|  | 0:12 | 8074 | ZR8074 |  |  | 0:28 | 8170 | ZR8170 |  |  | 0:44 | 8266 | ZR8266 |  |  | Month | 8371 | ZR8371
|  | 0:12 | 8075 | ZR8075 |  |  | 0:29 | 8171 | ZR8171 |  |  | 0:45 | 8267 | ZR8267 |  |  | Date | 8372 | ZR8372
|  | 0:13 | 8076 | ZR8076 |  |  | 0:29 | 8172 | ZR8172 |  |  | 0:45 | 8268 | ZR8268 |  |  | Hour | 8373 | ZR8373
|  | 0:13 | 8077 | ZR8077 |  |  | 0:29 | 8173 | ZR8173 |  |  | 0:45 | 8269 | ZR8269 |  |  | Minute | 8374 | ZR8374
|  | 0:13 | 8078 | ZR8078 |  |  | 0:29 | 8174 | ZR8174 |  |  | 0:45 | 8270 | ZR8270 |  |  | Second | 8375 | ZR8375
|  | 0:13 | 8079 | ZR8079 |  |  | 0:29 | 8175 | ZR8175 |  |  | 0:45 | 8271 | ZR8271 |  |  | Day of Week | 8376 | ZR8376
|  | 0:13 | 8080 | ZR8080 |  |  | 0:29 | 8176 | ZR8176 |  |  | 0:45 | 8272 | ZR8272
|  | 0:14 | 8081 | ZR8081 |  |  | 0:29 | 8177 | ZR8177 |  |  | 0:45 | 8273 | ZR8273
|  | 0:14 | 8082 | ZR8082 |  |  | 0:30 | 8178 | ZR8178 |  |  | 0:46 | 8274 | ZR8274
|  | 0:14 | 8083 | ZR8083 |  |  | 0:30 | 8179 | ZR8179 |  |  | 0:46 | 8275 | ZR8275
|  | 0:14 | 8084 | ZR8084 |  |  | 0:30 | 8180 | ZR8180 |  |  | 0:46 | 8276 | ZR8276
|  | 0:14 | 8085 | ZR8085 |  |  | 0:30 | 8181 | ZR8181 |  |  | 0:46 | 8277 | ZR8277
|  | 0:14 | 8086 | ZR8086 |  |  | 0:30 | 8182 | ZR8182 |  |  | 0:46 | 8278 | ZR8278
|  | 0:14 | 8087 | ZR8087 |  |  | 0:31 | 8183 | ZR8183 |  |  | 0:47 | 8279 | ZR8279
|  | 0:15 | 8088 | ZR8088 |  |  | 0:31 | 8184 | ZR8184 |  |  | 0:47 | 8280 | ZR8280
|  | 0:15 | 8089 | ZR8089 |  |  | 0:31 | 8185 | ZR8185 |  |  | 0:47 | 8281 | ZR8281
|  | 0:15 | 8090 | ZR8090 |  |  | 0:31 | 8186 | ZR8186 |  |  | 0:47 | 8282 | ZR8282
|  | 0:15 | 8091 | ZR8091 |  |  | 0:31 | 8187 | ZR8187 |  |  | 0:47 | 8283 | ZR8283
|  | 0:15 | 8092 | ZR8092 |  |  | 0:31 | 8188 | ZR8188 |  |  | 0:47 | 8284 | ZR8284
|  | 0:16 | 8093 | ZR8093 |  |  | 0:31 | 8189 | ZR8189 |  |  | 0:47 | 8285 | ZR8285
|  | 0:16 | 8094 | ZR8094 |  |  | 0:32 | 8190 | ZR8190 |  |  | 0:48 | 8286 | ZR8286
|  | 0:16 | 8095 | ZR8095 |  |  | 0:32 | 8191 | ZR8191 |  |  | 0:48 | 8287 | ZR8287
|  | NOW |  | 1Day_GraphDataTable |  |  | NOW |  | 1Day_GraphDataTable |  |  | NOW |  | 1Day_GraphDataTable
|  | 0:00 | 8800 | ZR8800 |  |  | 8:00 | 8896 | ZR8896 |  |  | 16:00 | 8992 | ZR8992 |  |  | Year | 9090 | ZR9090
|  | 0:05 | 8801 | ZR8801 |  |  | 8:05 | 8897 | ZR8897 |  |  | 16:05 | 8993 | ZR8993 |  |  | Month | 9091 | ZR9091
|  | 0:10 | 8802 | ZR8802 |  |  | 8:10 | 8898 | ZR8898 |  |  | 16:10 | 8994 | ZR8994 |  |  | Date | 9092 | ZR9092
|  | 0:15 | 8803 | ZR8803 |  |  | 8:15 | 8899 | ZR8899 |  |  | 16:15 | 8995 | ZR8995 |  |  | Hour | 9093 | ZR9093
|  | 0:20 | 8804 | ZR8804 |  |  | 8:20 | 8900 | ZR8900 |  |  | 16:20 | 8996 | ZR8996 |  |  | Minute | 9094 | ZR9094
|  | 0:25 | 8805 | ZR8805 |  |  | 8:25 | 8901 | ZR8901 |  |  | 16:25 | 8997 | ZR8997 |  |  | Second | 9095 | ZR9095
|  | 0:30 | 8806 | ZR8806 |  |  | 8:30 | 8902 | ZR8902 |  |  | 16:30 | 8998 | ZR8998 |  |  | Day of Week | 9096 | ZR9096
|  | 0:35 | 8807 | ZR8807 |  |  | 8:35 | 8903 | ZR8903 |  |  | 16:35 | 8999 | ZR8999
|  | 0:40 | 8808 | ZR8808 |  |  | 8:40 | 8904 | ZR8904 |  |  | 16:40 | 9000 | ZR9000
|  | 0:45 | 8809 | ZR8809 |  |  | 8:45 | 8905 | ZR8905 |  |  | 16:45 | 9001 | ZR9001
|  | 0:50 | 8810 | ZR8810 |  |  | 8:50 | 8906 | ZR8906 |  |  | 16:50 | 9002 | ZR9002
|  | 0:55 | 8811 | ZR8811 |  |  | 8:55 | 8907 | ZR8907 |  |  | 16:55 | 9003 | ZR9003
|  | 1:00 | 8812 | ZR8812 |  |  | 9:00 | 8908 | ZR8908 |  |  | 17:00 | 9004 | ZR9004
|  | 1:05 | 8813 | ZR8813 |  |  | 9:05 | 8909 | ZR8909 |  |  | 17:05 | 9005 | ZR9005
|  | 1:10 | 8814 | ZR8814 |  |  | 9:10 | 8910 | ZR8910 |  |  | 17:10 | 9006 | ZR9006
|  | 1:15 | 8815 | ZR8815 |  |  | 9:15 | 8911 | ZR8911 |  |  | 17:15 | 9007 | ZR9007
|  | 1:20 | 8816 | ZR8816 |  |  | 9:20 | 8912 | ZR8912 |  |  | 17:20 | 9008 | ZR9008
|  | 1:25 | 8817 | ZR8817 |  |  | 9:25 | 8913 | ZR8913 |  |  | 17:25 | 9009 | ZR9009
|  | 1:30 | 8818 | ZR8818 |  |  | 9:30 | 8914 | ZR8914 |  |  | 17:30 | 9010 | ZR9010
|  | 1:35 | 8819 | ZR8819 |  |  | 9:35 | 8915 | ZR8915 |  |  | 17:35 | 9011 | ZR9011
|  | 1:40 | 8820 | ZR8820 |  |  | 9:40 | 8916 | ZR8916 |  |  | 17:40 | 9012 | ZR9012
|  | 1:45 | 8821 | ZR8821 |  |  | 9:45 | 8917 | ZR8917 |  |  | 17:45 | 9013 | ZR9013
|  | 1:50 | 8822 | ZR8822 |  |  | 9:50 | 8918 | ZR8918 |  |  | 17:50 | 9014 | ZR9014
|  | 1:55 | 8823 | ZR8823 |  |  | 9:55 | 8919 | ZR8919 |  |  | 17:55 | 9015 | ZR9015
|  | 2:00 | 8824 | ZR8824 |  |  | 10:00 | 8920 | ZR8920 |  |  | 18:00 | 9016 | ZR9016
|  | 2:05 | 8825 | ZR8825 |  |  | 10:05 | 8921 | ZR8921 |  |  | 18:05 | 9017 | ZR9017
|  | 2:10 | 8826 | ZR8826 |  |  | 10:10 | 8922 | ZR8922 |  |  | 18:10 | 9018 | ZR9018
|  | 2:15 | 8827 | ZR8827 |  |  | 10:15 | 8923 | ZR8923 |  |  | 18:15 | 9019 | ZR9019
|  | 2:20 | 8828 | ZR8828 |  |  | 10:20 | 8924 | ZR8924 |  |  | 18:20 | 9020 | ZR9020
|  | 2:25 | 8829 | ZR8829 |  |  | 10:25 | 8925 | ZR8925 |  |  | 18:25 | 9021 | ZR9021
|  | 2:30 | 8830 | ZR8830 |  |  | 10:30 | 8926 | ZR8926 |  |  | 18:30 | 9022 | ZR9022
|  | 2:35 | 8831 | ZR8831 |  |  | 10:35 | 8927 | ZR8927 |  |  | 18:35 | 9023 | ZR9023
|  | 2:40 | 8832 | ZR8832 |  |  | 10:40 | 8928 | ZR8928 |  |  | 18:40 | 9024 | ZR9024
|  | 2:45 | 8833 | ZR8833 |  |  | 10:45 | 8929 | ZR8929 |  |  | 18:45 | 9025 | ZR9025
|  | 2:50 | 8834 | ZR8834 |  |  | 10:50 | 8930 | ZR8930 |  |  | 18:50 | 9026 | ZR9026
|  | 2:55 | 8835 | ZR8835 |  |  | 10:55 | 8931 | ZR8931 |  |  | 18:55 | 9027 | ZR9027
|  | 3:00 | 8836 | ZR8836 |  |  | 11:00 | 8932 | ZR8932 |  |  | 19:00 | 9028 | ZR9028
|  | 3:05 | 8837 | ZR8837 |  |  | 11:05 | 8933 | ZR8933 |  |  | 19:05 | 9029 | ZR9029
|  | 3:10 | 8838 | ZR8838 |  |  | 11:10 | 8934 | ZR8934 |  |  | 19:10 | 9030 | ZR9030
|  | 3:15 | 8839 | ZR8839 |  |  | 11:15 | 8935 | ZR8935 |  |  | 19:15 | 9031 | ZR9031
|  | 3:20 | 8840 | ZR8840 |  |  | 11:20 | 8936 | ZR8936 |  |  | 19:20 | 9032 | ZR9032
|  | 3:25 | 8841 | ZR8841 |  |  | 11:25 | 8937 | ZR8937 |  |  | 19:25 | 9033 | ZR9033
|  | 3:30 | 8842 | ZR8842 |  |  | 11:30 | 8938 | ZR8938 |  |  | 19:30 | 9034 | ZR9034
|  | 3:35 | 8843 | ZR8843 |  |  | 11:35 | 8939 | ZR8939 |  |  | 19:35 | 9035 | ZR9035
|  | 3:40 | 8844 | ZR8844 |  |  | 11:40 | 8940 | ZR8940 |  |  | 19:40 | 9036 | ZR9036
|  | 3:45 | 8845 | ZR8845 |  |  | 11:45 | 8941 | ZR8941 |  |  | 19:45 | 9037 | ZR9037
|  | 3:50 | 8846 | ZR8846 |  |  | 11:50 | 8942 | ZR8942 |  |  | 19:50 | 9038 | ZR9038
|  | 3:55 | 8847 | ZR8847 |  |  | 11:55 | 8943 | ZR8943 |  |  | 19:55 | 9039 | ZR9039
|  | 4:00 | 8848 | ZR8848 |  |  | 12:00 | 8944 | ZR8944 |  |  | 20:00 | 9040 | ZR9040
|  | 4:05 | 8849 | ZR8849 |  |  | 12:05 | 8945 | ZR8945 |  |  | 20:05 | 9041 | ZR9041
|  | 4:10 | 8850 | ZR8850 |  |  | 12:10 | 8946 | ZR8946 |  |  | 20:10 | 9042 | ZR9042
|  | 4:15 | 8851 | ZR8851 |  |  | 12:15 | 8947 | ZR8947 |  |  | 20:15 | 9043 | ZR9043
|  | 4:20 | 8852 | ZR8852 |  |  | 12:20 | 8948 | ZR8948 |  |  | 20:20 | 9044 | ZR9044
|  | 4:25 | 8853 | ZR8853 |  |  | 12:25 | 8949 | ZR8949 |  |  | 20:25 | 9045 | ZR9045
|  | 4:30 | 8854 | ZR8854 |  |  | 12:30 | 8950 | ZR8950 |  |  | 20:30 | 9046 | ZR9046
|  | 4:35 | 8855 | ZR8855 |  |  | 12:35 | 8951 | ZR8951 |  |  | 20:35 | 9047 | ZR9047
|  | 4:40 | 8856 | ZR8856 |  |  | 12:40 | 8952 | ZR8952 |  |  | 20:40 | 9048 | ZR9048
|  | 4:45 | 8857 | ZR8857 |  |  | 12:45 | 8953 | ZR8953 |  |  | 20:45 | 9049 | ZR9049
|  | 4:50 | 8858 | ZR8858 |  |  | 12:50 | 8954 | ZR8954 |  |  | 20:50 | 9050 | ZR9050
|  | 4:55 | 8859 | ZR8859 |  |  | 12:55 | 8955 | ZR8955 |  |  | 20:55 | 9051 | ZR9051
|  | 5:00 | 8860 | ZR8860 |  |  | 13:00 | 8956 | ZR8956 |  |  | 21:00 | 9052 | ZR9052
|  | 5:05 | 8861 | ZR8861 |  |  | 13:05 | 8957 | ZR8957 |  |  | 21:05 | 9053 | ZR9053
|  | 5:10 | 8862 | ZR8862 |  |  | 13:10 | 8958 | ZR8958 |  |  | 21:10 | 9054 | ZR9054
|  | 5:15 | 8863 | ZR8863 |  |  | 13:15 | 8959 | ZR8959 |  |  | 21:15 | 9055 | ZR9055
|  | 5:20 | 8864 | ZR8864 |  |  | 13:20 | 8960 | ZR8960 |  |  | 21:20 | 9056 | ZR9056
|  | 5:25 | 8865 | ZR8865 |  |  | 13:25 | 8961 | ZR8961 |  |  | 21:25 | 9057 | ZR9057
|  | 5:30 | 8866 | ZR8866 |  |  | 13:30 | 8962 | ZR8962 |  |  | 21:30 | 9058 | ZR9058
|  | 5:35 | 8867 | ZR8867 |  |  | 13:35 | 8963 | ZR8963 |  |  | 21:35 | 9059 | ZR9059
|  | 5:40 | 8868 | ZR8868 |  |  | 13:40 | 8964 | ZR8964 |  |  | 21:40 | 9060 | ZR9060
|  | 5:45 | 8869 | ZR8869 |  |  | 13:45 | 8965 | ZR8965 |  |  | 21:45 | 9061 | ZR9061
|  | 5:50 | 8870 | ZR8870 |  |  | 13:50 | 8966 | ZR8966 |  |  | 21:50 | 9062 | ZR9062
|  | 5:55 | 8871 | ZR8871 |  |  | 13:55 | 8967 | ZR8967 |  |  | 21:55 | 9063 | ZR9063
|  | 6:00 | 8872 | ZR8872 |  |  | 14:00 | 8968 | ZR8968 |  |  | 22:00 | 9064 | ZR9064
|  | 6:05 | 8873 | ZR8873 |  |  | 14:05 | 8969 | ZR8969 |  |  | 22:05 | 9065 | ZR9065
|  | 6:10 | 8874 | ZR8874 |  |  | 14:10 | 8970 | ZR8970 |  |  | 22:10 | 9066 | ZR9066
|  | 6:15 | 8875 | ZR8875 |  |  | 14:15 | 8971 | ZR8971 |  |  | 22:15 | 9067 | ZR9067
|  | 6:20 | 8876 | ZR8876 |  |  | 14:20 | 8972 | ZR8972 |  |  | 22:20 | 9068 | ZR9068
|  | 6:25 | 8877 | ZR8877 |  |  | 14:25 | 8973 | ZR8973 |  |  | 22:25 | 9069 | ZR9069
|  | 6:30 | 8878 | ZR8878 |  |  | 14:30 | 8974 | ZR8974 |  |  | 22:30 | 9070 | ZR9070
|  | 6:35 | 8879 | ZR8879 |  |  | 14:35 | 8975 | ZR8975 |  |  | 22:35 | 9071 | ZR9071
|  | 6:40 | 8880 | ZR8880 |  |  | 14:40 | 8976 | ZR8976 |  |  | 22:40 | 9072 | ZR9072
|  | 6:45 | 8881 | ZR8881 |  |  | 14:45 | 8977 | ZR8977 |  |  | 22:45 | 9073 | ZR9073
|  | 6:50 | 8882 | ZR8882 |  |  | 14:50 | 8978 | ZR8978 |  |  | 22:50 | 9074 | ZR9074
|  | 6:55 | 8883 | ZR8883 |  |  | 14:55 | 8979 | ZR8979 |  |  | 22:55 | 9075 | ZR9075
|  | 7:00 | 8884 | ZR8884 |  |  | 15:00 | 8980 | ZR8980 |  |  | 23:00 | 9076 | ZR9076
|  | 7:05 | 8885 | ZR8885 |  |  | 15:05 | 8981 | ZR8981 |  |  | 23:05 | 9077 | ZR9077
|  | 7:10 | 8886 | ZR8886 |  |  | 15:10 | 8982 | ZR8982 |  |  | 23:10 | 9078 | ZR9078
|  | 7:15 | 8887 | ZR8887 |  |  | 15:15 | 8983 | ZR8983 |  |  | 23:15 | 9079 | ZR9079
|  | 7:20 | 8888 | ZR8888 |  |  | 15:20 | 8984 | ZR8984 |  |  | 23:20 | 9080 | ZR9080
|  | 7:25 | 8889 | ZR8889 |  |  | 15:25 | 8985 | ZR8985 |  |  | 23:25 | 9081 | ZR9081
|  | 7:30 | 8890 | ZR8890 |  |  | 15:30 | 8986 | ZR8986 |  |  | 23:30 | 9082 | ZR9082
|  | 7:35 | 8891 | ZR8891 |  |  | 15:35 | 8987 | ZR8987 |  |  | 23:35 | 9083 | ZR9083
|  | 7:40 | 8892 | ZR8892 |  |  | 15:40 | 8988 | ZR8988 |  |  | 23:40 | 9084 | ZR9084
|  | 7:45 | 8893 | ZR8893 |  |  | 15:45 | 8989 | ZR8989 |  |  | 23:45 | 9085 | ZR9085
|  | 7:50 | 8894 | ZR8894 |  |  | 15:50 | 8990 | ZR8990 |  |  | 23:50 | 9086 | ZR9086
|  | 7:55 | 8895 | ZR8895 |  |  | 15:55 | 8991 | ZR8991 |  |  | 23:55 | 9087 | ZR9087
| NOW (Date, Time) |  |  | 1Month_GraphDataTable |  | NOW (Date, Time) |  |  | 1Month_GraphDataTable |  | NOW (Date, Time) |  |  | 1Month_GraphDataTable |  | NOW (Date, Time) |  |  | 1Month_GraphDataTable
| 1st | 0:00 | 9500 | ZR9500 |  | 9th | 0:00 | 9596 | ZR9596 |  | 17th | 0:00 | 9692 | ZR9692 |  | 25th | 0:00 | 9788 | ZR9788
|  | 2:00 | 9501 | ZR9501 |  |  | 2:00 | 9597 | ZR9597 |  |  | 2:00 | 9693 | ZR9693 |  |  | 2:00 | 9789 | ZR9789
|  | 4:00 | 9502 | ZR9502 |  |  | 4:00 | 9598 | ZR9598 |  |  | 4:00 | 9694 | ZR9694 |  |  | 4:00 | 9790 | ZR9790
|  | 6:00 | 9503 | ZR9503 |  |  | 6:00 | 9599 | ZR9599 |  |  | 6:00 | 9695 | ZR9695 |  |  | 6:00 | 9791 | ZR9791
|  | 8:00 | 9504 | ZR9504 |  |  | 8:00 | 9600 | ZR9600 |  |  | 8:00 | 9696 | ZR9696 |  |  | 8:00 | 9792 | ZR9792
|  | 10:00 | 9505 | ZR9505 |  |  | 10:00 | 9601 | ZR9601 |  |  | 10:00 | 9697 | ZR9697 |  |  | 10:00 | 9793 | ZR9793
|  | 12:00 | 9506 | ZR9506 |  |  | 12:00 | 9602 | ZR9602 |  |  | 12:00 | 9698 | ZR9698 |  |  | 12:00 | 9794 | ZR9794
|  | 14:00 | 9507 | ZR9507 |  |  | 14:00 | 9603 | ZR9603 |  |  | 14:00 | 9699 | ZR9699 |  |  | 14:00 | 9795 | ZR9795
|  | 16:00 | 9508 | ZR9508 |  |  | 16:00 | 9604 | ZR9604 |  |  | 16:00 | 9700 | ZR9700 |  |  | 16:00 | 9796 | ZR9796
|  | 18:00 | 9509 | ZR9509 |  |  | 18:00 | 9605 | ZR9605 |  |  | 18:00 | 9701 | ZR9701 |  |  | 18:00 | 9797 | ZR9797
|  | 20:00 | 9510 | ZR9510 |  |  | 20:00 | 9606 | ZR9606 |  |  | 20:00 | 9702 | ZR9702 |  |  | 20:00 | 9798 | ZR9798
|  | 22:00 | 9511 | ZR9511 |  |  | 22:00 | 9607 | ZR9607 |  |  | 22:00 | 9703 | ZR9703 |  |  | 22:00 | 9799 | ZR9799
| 2nd | 24:00 | 9512 | ZR9512 |  | 10th | 24:00 | 9608 | ZR9608 |  | 18th | 24:00 | 9704 | ZR9704 |  | 26th | 24:00 | 9800 | ZR9800
|  | 26:00 | 9513 | ZR9513 |  |  | 26:00 | 9609 | ZR9609 |  |  | 26:00 | 9705 | ZR9705 |  |  | 26:00 | 9801 | ZR9801
|  | 28:00 | 9514 | ZR9514 |  |  | 28:00 | 9610 | ZR9610 |  |  | 28:00 | 9706 | ZR9706 |  |  | 28:00 | 9802 | ZR9802
|  | 30:00 | 9515 | ZR9515 |  |  | 30:00 | 9611 | ZR9611 |  |  | 30:00 | 9707 | ZR9707 |  |  | 30:00 | 9803 | ZR9803
|  | 32:00 | 9516 | ZR9516 |  |  | 32:00 | 9612 | ZR9612 |  |  | 32:00 | 9708 | ZR9708 |  |  | 32:00 | 9804 | ZR9804
|  | 34:00 | 9517 | ZR9517 |  |  | 34:00 | 9613 | ZR9613 |  |  | 34:00 | 9709 | ZR9709 |  |  | 34:00 | 9805 | ZR9805
|  | 36:00 | 9518 | ZR9518 |  |  | 36:00 | 9614 | ZR9614 |  |  | 36:00 | 9710 | ZR9710 |  |  | 36:00 | 9806 | ZR9806
|  | 38:00 | 9519 | ZR9519 |  |  | 38:00 | 9615 | ZR9615 |  |  | 38:00 | 9711 | ZR9711 |  |  | 38:00 | 9807 | ZR9807
|  | 40:00 | 9520 | ZR9520 |  |  | 40:00 | 9616 | ZR9616 |  |  | 40:00 | 9712 | ZR9712 |  |  | 40:00 | 9808 | ZR9808
|  | 42:00 | 9521 | ZR9521 |  |  | 42:00 | 9617 | ZR9617 |  |  | 42:00 | 9713 | ZR9713 |  |  | 42:00 | 9809 | ZR9809
|  | 44:00 | 9522 | ZR9522 |  |  | 44:00 | 9618 | ZR9618 |  |  | 44:00 | 9714 | ZR9714 |  |  | 44:00 | 9810 | ZR9810
|  | 46:00 | 9523 | ZR9523 |  |  | 46:00 | 9619 | ZR9619 |  |  | 46:00 | 9715 | ZR9715 |  |  | 46:00 | 9811 | ZR9811
| 3rd | 48:00 | 9524 | ZR9524 |  | 11th | 48:00 | 9620 | ZR9620 |  | 19th | 48:00 | 9716 | ZR9716 |  | 27th | 48:00 | 9812 | ZR9812
|  | 50:00 | 9525 | ZR9525 |  |  | 50:00 | 9621 | ZR9621 |  |  | 50:00 | 9717 | ZR9717 |  |  | 50:00 | 9813 | ZR9813
|  | 52:00 | 9526 | ZR9526 |  |  | 52:00 | 9622 | ZR9622 |  |  | 52:00 | 9718 | ZR9718 |  |  | 52:00 | 9814 | ZR9814
|  | 54:00 | 9527 | ZR9527 |  |  | 54:00 | 9623 | ZR9623 |  |  | 54:00 | 9719 | ZR9719 |  |  | 54:00 | 9815 | ZR9815
|  | 56:00 | 9528 | ZR9528 |  |  | 56:00 | 9624 | ZR9624 |  |  | 56:00 | 9720 | ZR9720 |  |  | 56:00 | 9816 | ZR9816
|  | 58:00 | 9529 | ZR9529 |  |  | 58:00 | 9625 | ZR9625 |  |  | 58:00 | 9721 | ZR9721 |  |  | 58:00 | 9817 | ZR9817
|  | 60:00 | 9530 | ZR9530 |  |  | 60:00 | 9626 | ZR9626 |  |  | 60:00 | 9722 | ZR9722 |  |  | 60:00 | 9818 | ZR9818
|  | 62:00 | 9531 | ZR9531 |  |  | 62:00 | 9627 | ZR9627 |  |  | 62:00 | 9723 | ZR9723 |  |  | 62:00 | 9819 | ZR9819
|  | 64:00 | 9532 | ZR9532 |  |  | 64:00 | 9628 | ZR9628 |  |  | 64:00 | 9724 | ZR9724 |  |  | 64:00 | 9820 | ZR9820
|  | 66:00 | 9533 | ZR9533 |  |  | 66:00 | 9629 | ZR9629 |  |  | 66:00 | 9725 | ZR9725 |  |  | 66:00 | 9821 | ZR9821
|  | 68:00 | 9534 | ZR9534 |  |  | 68:00 | 9630 | ZR9630 |  |  | 68:00 | 9726 | ZR9726 |  |  | 68:00 | 9822 | ZR9822
|  | 70:00 | 9535 | ZR9535 |  |  | 70:00 | 9631 | ZR9631 |  |  | 70:00 | 9727 | ZR9727 |  |  | 70:00 | 9823 | ZR9823
| 4th | 72:00 | 9536 | ZR9536 |  | 12th | 72:00 | 9632 | ZR9632 |  | 20th | 72:00 | 9728 | ZR9728 |  | 28th | 72:00 | 9824 | ZR9824
|  | 74:00 | 9537 | ZR9537 |  |  | 74:00 | 9633 | ZR9633 |  |  | 74:00 | 9729 | ZR9729 |  |  | 74:00 | 9825 | ZR9825
|  | 76:00 | 9538 | ZR9538 |  |  | 76:00 | 9634 | ZR9634 |  |  | 76:00 | 9730 | ZR9730 |  |  | 76:00 | 9826 | ZR9826
|  | 78:00 | 9539 | ZR9539 |  |  | 78:00 | 9635 | ZR9635 |  |  | 78:00 | 9731 | ZR9731 |  |  | 78:00 | 9827 | ZR9827
|  | 80:00 | 9540 | ZR9540 |  |  | 80:00 | 9636 | ZR9636 |  |  | 80:00 | 9732 | ZR9732 |  |  | 80:00 | 9828 | ZR9828
|  | 82:00 | 9541 | ZR9541 |  |  | 82:00 | 9637 | ZR9637 |  |  | 82:00 | 9733 | ZR9733 |  |  | 82:00 | 9829 | ZR9829
|  | 84:00 | 9542 | ZR9542 |  |  | 84:00 | 9638 | ZR9638 |  |  | 84:00 | 9734 | ZR9734 |  |  | 84:00 | 9830 | ZR9830
|  | 86:00 | 9543 | ZR9543 |  |  | 86:00 | 9639 | ZR9639 |  |  | 86:00 | 9735 | ZR9735 |  |  | 86:00 | 9831 | ZR9831
|  | 88:00 | 9544 | ZR9544 |  |  | 88:00 | 9640 | ZR9640 |  |  | 88:00 | 9736 | ZR9736 |  |  | 88:00 | 9832 | ZR9832
|  | 90:00 | 9545 | ZR9545 |  |  | 90:00 | 9641 | ZR9641 |  |  | 90:00 | 9737 | ZR9737 |  |  | 90:00 | 9833 | ZR9833
|  | 92:00 | 9546 | ZR9546 |  |  | 92:00 | 9642 | ZR9642 |  |  | 92:00 | 9738 | ZR9738 |  |  | 92:00 | 9834 | ZR9834
|  | 94:00 | 9547 | ZR9547 |  |  | 94:00 | 9643 | ZR9643 |  |  | 94:00 | 9739 | ZR9739 |  |  | 94:00 | 9835 | ZR9835
| 5th | 96:00 | 9548 | ZR9548 |  | 13th | 96:00 | 9644 | ZR9644 |  | 21th | 96:00 | 9740 | ZR9740 |  | 29th | 96:00 | 9836 | ZR9836
|  | 98:00 | 9549 | ZR9549 |  |  | 98:00 | 9645 | ZR9645 |  |  | 98:00 | 9741 | ZR9741 |  |  | 98:00 | 9837 | ZR9837
|  | 100:00 | 9550 | ZR9550 |  |  | 100:00 | 9646 | ZR9646 |  |  | 100:00 | 9742 | ZR9742 |  |  | 100:00 | 9838 | ZR9838
|  | 102:00 | 9551 | ZR9551 |  |  | 102:00 | 9647 | ZR9647 |  |  | 102:00 | 9743 | ZR9743 |  |  | 102:00 | 9839 | ZR9839
|  | 104:00 | 9552 | ZR9552 |  |  | 104:00 | 9648 | ZR9648 |  |  | 104:00 | 9744 | ZR9744 |  |  | 104:00 | 9840 | ZR9840
|  | 106:00 | 9553 | ZR9553 |  |  | 106:00 | 9649 | ZR9649 |  |  | 106:00 | 9745 | ZR9745 |  |  | 106:00 | 9841 | ZR9841
|  | 108:00 | 9554 | ZR9554 |  |  | 108:00 | 9650 | ZR9650 |  |  | 108:00 | 9746 | ZR9746 |  |  | 108:00 | 9842 | ZR9842
|  | 110:00 | 9555 | ZR9555 |  |  | 110:00 | 9651 | ZR9651 |  |  | 110:00 | 9747 | ZR9747 |  |  | 110:00 | 9843 | ZR9843
|  | 112:00 | 9556 | ZR9556 |  |  | 112:00 | 9652 | ZR9652 |  |  | 112:00 | 9748 | ZR9748 |  |  | 112:00 | 9844 | ZR9844
|  | 114:00 | 9557 | ZR9557 |  |  | 114:00 | 9653 | ZR9653 |  |  | 114:00 | 9749 | ZR9749 |  |  | 114:00 | 9845 | ZR9845
|  | 116:00 | 9558 | ZR9558 |  |  | 116:00 | 9654 | ZR9654 |  |  | 116:00 | 9750 | ZR9750 |  |  | 116:00 | 9846 | ZR9846
|  | 118:00 | 9559 | ZR9559 |  |  | 118:00 | 9655 | ZR9655 |  |  | 118:00 | 9751 | ZR9751 |  |  | 118:00 | 9847 | ZR9847
| 6th | 120:00 | 9560 | ZR9560 |  | 14th | 120:00 | 9656 | ZR9656 |  | 22th | 120:00 | 9752 | ZR9752 |  | 30th | 120:00 | 9848 | ZR9848
|  | 122:00 | 9561 | ZR9561 |  |  | 122:00 | 9657 | ZR9657 |  |  | 122:00 | 9753 | ZR9753 |  |  | 122:00 | 9849 | ZR9849
|  | 124:00 | 9562 | ZR9562 |  |  | 124:00 | 9658 | ZR9658 |  |  | 124:00 | 9754 | ZR9754 |  |  | 124:00 | 9850 | ZR9850
|  | 126:00 | 9563 | ZR9563 |  |  | 126:00 | 9659 | ZR9659 |  |  | 126:00 | 9755 | ZR9755 |  |  | 126:00 | 9851 | ZR9851
|  | 128:00 | 9564 | ZR9564 |  |  | 128:00 | 9660 | ZR9660 |  |  | 128:00 | 9756 | ZR9756 |  |  | 128:00 | 9852 | ZR9852
|  | 130:00 | 9565 | ZR9565 |  |  | 130:00 | 9661 | ZR9661 |  |  | 130:00 | 9757 | ZR9757 |  |  | 130:00 | 9853 | ZR9853
|  | 132:00 | 9566 | ZR9566 |  |  | 132:00 | 9662 | ZR9662 |  |  | 132:00 | 9758 | ZR9758 |  |  | 132:00 | 9854 | ZR9854
|  | 134:00 | 9567 | ZR9567 |  |  | 134:00 | 9663 | ZR9663 |  |  | 134:00 | 9759 | ZR9759 |  |  | 134:00 | 9855 | ZR9855
|  | 136:00 | 9568 | ZR9568 |  |  | 136:00 | 9664 | ZR9664 |  |  | 136:00 | 9760 | ZR9760 |  |  | 136:00 | 9856 | ZR9856
|  | 138:00 | 9569 | ZR9569 |  |  | 138:00 | 9665 | ZR9665 |  |  | 138:00 | 9761 | ZR9761 |  |  | 138:00 | 9857 | ZR9857
|  | 140:00 | 9570 | ZR9570 |  |  | 140:00 | 9666 | ZR9666 |  |  | 140:00 | 9762 | ZR9762 |  |  | 140:00 | 9858 | ZR9858
|  | 142:00 | 9571 | ZR9571 |  |  | 142:00 | 9667 | ZR9667 |  |  | 142:00 | 9763 | ZR9763 |  |  | 142:00 | 9859 | ZR9859
| 7th | 144:00 | 9572 | ZR9572 |  | 15th | 144:00 | 9668 | ZR9668 |  | 23th | 144:00 | 9764 | ZR9764 |  | 31th | 144:00 | 9860 | ZR9860
|  | 146:00 | 9573 | ZR9573 |  |  | 146:00 | 9669 | ZR9669 |  |  | 146:00 | 9765 | ZR9765 |  |  | 146:00 | 9861 | ZR9861
|  | 148:00 | 9574 | ZR9574 |  |  | 148:00 | 9670 | ZR9670 |  |  | 148:00 | 9766 | ZR9766 |  |  | 148:00 | 9862 | ZR9862
|  | 150:00 | 9575 | ZR9575 |  |  | 150:00 | 9671 | ZR9671 |  |  | 150:00 | 9767 | ZR9767 |  |  | 150:00 | 9863 | ZR9863
|  | 152:00 | 9576 | ZR9576 |  |  | 152:00 | 9672 | ZR9672 |  |  | 152:00 | 9768 | ZR9768 |  |  | 152:00 | 9864 | ZR9864
|  | 154:00 | 9577 | ZR9577 |  |  | 154:00 | 9673 | ZR9673 |  |  | 154:00 | 9769 | ZR9769 |  |  | 154:00 | 9865 | ZR9865
|  | 156:00 | 9578 | ZR9578 |  |  | 156:00 | 9674 | ZR9674 |  |  | 156:00 | 9770 | ZR9770 |  |  | 156:00 | 9866 | ZR9866
|  | 158:00 | 9579 | ZR9579 |  |  | 158:00 | 9675 | ZR9675 |  |  | 158:00 | 9771 | ZR9771 |  |  | 158:00 | 9867 | ZR9867
|  | 160:00 | 9580 | ZR9580 |  |  | 160:00 | 9676 | ZR9676 |  |  | 160:00 | 9772 | ZR9772 |  |  | 160:00 | 9868 | ZR9868
|  | 162:00 | 9581 | ZR9581 |  |  | 162:00 | 9677 | ZR9677 |  |  | 162:00 | 9773 | ZR9773 |  |  | 162:00 | 9869 | ZR9869
|  | 164:00 | 9582 | ZR9582 |  |  | 164:00 | 9678 | ZR9678 |  |  | 164:00 | 9774 | ZR9774 |  |  | 164:00 | 9870 | ZR9870
|  | 166:00 | 9583 | ZR9583 |  |  | 166:00 | 9679 | ZR9679 |  |  | 166:00 | 9775 | ZR9775 |  |  | 166:00 | 9871 | ZR9871
| 8th | 168:00 | 9584 | ZR9584 |  | 16th | 168:00 | 9680 | ZR9680 |  | 24th | 168:00 | 9776 | ZR9776
|  | 170:00 | 9585 | ZR9585 |  |  | 170:00 | 9681 | ZR9681 |  |  | 170:00 | 9777 | ZR9777 |  |  | Year | 9880 | ZR9880
|  | 172:00 | 9586 | ZR9586 |  |  | 172:00 | 9682 | ZR9682 |  |  | 172:00 | 9778 | ZR9778 |  |  | Month | 9881 | ZR9881
|  | 174:00 | 9587 | ZR9587 |  |  | 174:00 | 9683 | ZR9683 |  |  | 174:00 | 9779 | ZR9779 |  |  | Date | 9882 | ZR9882
|  | 176:00 | 9588 | ZR9588 |  |  | 176:00 | 9684 | ZR9684 |  |  | 176:00 | 9780 | ZR9780 |  |  | Hour | 9883 | ZR9883
|  | 178:00 | 9589 | ZR9589 |  |  | 178:00 | 9685 | ZR9685 |  |  | 178:00 | 9781 | ZR9781 |  |  | Minute | 9884 | ZR9884
|  | 180:00 | 9590 | ZR9590 |  |  | 180:00 | 9686 | ZR9686 |  |  | 180:00 | 9782 | ZR9782 |  |  | Second | 9885 | ZR9885
|  | 182:00 | 9591 | ZR9591 |  |  | 182:00 | 9687 | ZR9687 |  |  | 182:00 | 9783 | ZR9783 |  |  | Day of Week | 9886 | ZR9886
|  | 184:00 | 9592 | ZR9592 |  |  | 184:00 | 9688 | ZR9688 |  |  | 184:00 | 9784 | ZR9784
|  | 186:00 | 9593 | ZR9593 |  |  | 186:00 | 9689 | ZR9689 |  |  | 186:00 | 9785 | ZR9785
|  | 188:00 | 9594 | ZR9594 |  |  | 188:00 | 9690 | ZR9690 |  |  | 188:00 | 9786 | ZR9786
|  | 190:00 | 9595 | ZR9595 |  |  | 190:00 | 9691 | ZR9691 |  |  | 190:00 | 9787 | ZR9787
|  | NOW |  | 1Year_GraphDataTable |  |  | NOW |  | 1Year_GraphDataTable |  |  | NOW |  | 1Year_GraphDataTable |  |  | NOW |  | 1Year_GraphDataTable
|  | Jan. 1 | 10300 | ZR10300 |  |  | Apr. 5 | 10397 | ZR10397 |  |  | Jul. 9 | 10494 | ZR10494 |  |  | Oct. 13 | 10591 | ZR10591
|  | Jan. 2 | 10301 | ZR10301 |  |  | Apr. 6 | 10398 | ZR10398 |  |  | Jul. 10 | 10495 | ZR10495 |  |  | Oct. 14 | 10592 | ZR10592
|  | Jan. 3 | 10302 | ZR10302 |  |  | Apr. 7 | 10399 | ZR10399 |  |  | Jul. 11 | 10496 | ZR10496 |  |  | Oct. 15 | 10593 | ZR10593
|  | Jan. 4 | 10303 | ZR10303 |  |  | Apr. 8 | 10400 | ZR10400 |  |  | Jul. 12 | 10497 | ZR10497 |  |  | Oct. 16 | 10594 | ZR10594
|  | Jan. 5 | 10304 | ZR10304 |  |  | Apr. 9 | 10401 | ZR10401 |  |  | Jul. 13 | 10498 | ZR10498 |  |  | Oct. 17 | 10595 | ZR10595
|  | Jan. 6 | 10305 | ZR10305 |  |  | Apr. 10 | 10402 | ZR10402 |  |  | Jul. 14 | 10499 | ZR10499 |  |  | Oct. 18 | 10596 | ZR10596
|  | Jan. 7 | 10306 | ZR10306 |  |  | Apr. 11 | 10403 | ZR10403 |  |  | Jul. 15 | 10500 | ZR10500 |  |  | Oct. 19 | 10597 | ZR10597
|  | Jan. 8 | 10307 | ZR10307 |  |  | Apr. 12 | 10404 | ZR10404 |  |  | Jul. 16 | 10501 | ZR10501 |  |  | Oct. 20 | 10598 | ZR10598
|  | Jan. 9 | 10308 | ZR10308 |  |  | Apr. 13 | 10405 | ZR10405 |  |  | Jul. 17 | 10502 | ZR10502 |  |  | Oct. 21 | 10599 | ZR10599
|  | Jan. 10 | 10309 | ZR10309 |  |  | Apr. 14 | 10406 | ZR10406 |  |  | Jul. 18 | 10503 | ZR10503 |  |  | Oct. 22 | 10600 | ZR10600
|  | Jan. 11 | 10310 | ZR10310 |  |  | Apr. 15 | 10407 | ZR10407 |  |  | Jul. 19 | 10504 | ZR10504 |  |  | Oct. 23 | 10601 | ZR10601
|  | Jan. 12 | 10311 | ZR10311 |  |  | Apr. 16 | 10408 | ZR10408 |  |  | Jul. 20 | 10505 | ZR10505 |  |  | Oct. 24 | 10602 | ZR10602
|  | Jan. 13 | 10312 | ZR10312 |  |  | Apr. 17 | 10409 | ZR10409 |  |  | Jul. 21 | 10506 | ZR10506 |  |  | Oct. 25 | 10603 | ZR10603
|  | Jan. 14 | 10313 | ZR10313 |  |  | Apr. 18 | 10410 | ZR10410 |  |  | Jul. 22 | 10507 | ZR10507 |  |  | Oct. 26 | 10604 | ZR10604
|  | Jan. 15 | 10314 | ZR10314 |  |  | Apr. 19 | 10411 | ZR10411 |  |  | Jul. 23 | 10508 | ZR10508 |  |  | Oct. 27 | 10605 | ZR10605
|  | Jan. 16 | 10315 | ZR10315 |  |  | Apr. 20 | 10412 | ZR10412 |  |  | Jul. 24 | 10509 | ZR10509 |  |  | Oct. 28 | 10606 | ZR10606
|  | Jan. 17 | 10316 | ZR10316 |  |  | Apr. 21 | 10413 | ZR10413 |  |  | Jul. 25 | 10510 | ZR10510 |  |  | Oct. 29 | 10607 | ZR10607
|  | Jan. 18 | 10317 | ZR10317 |  |  | Apr. 22 | 10414 | ZR10414 |  |  | Jul. 26 | 10511 | ZR10511 |  |  | Oct. 30 | 10608 | ZR10608
|  | Jan. 19 | 10318 | ZR10318 |  |  | Apr. 23 | 10415 | ZR10415 |  |  | Jul. 27 | 10512 | ZR10512 |  |  | Oct. 31 | 10609 | ZR10609
|  | Jan. 20 | 10319 | ZR10319 |  |  | Apr. 24 | 10416 | ZR10416 |  |  | Jul. 28 | 10513 | ZR10513 |  |  | Nov. 1 | 10610 | ZR10610
|  | Jan. 21 | 10320 | ZR10320 |  |  | Apr. 25 | 10417 | ZR10417 |  |  | Jul. 29 | 10514 | ZR10514 |  |  | Nov. 2 | 10611 | ZR10611
|  | Jan. 22 | 10321 | ZR10321 |  |  | Apr. 26 | 10418 | ZR10418 |  |  | Jul. 30 | 10515 | ZR10515 |  |  | Nov. 3 | 10612 | ZR10612
|  | Jan. 23 | 10322 | ZR10322 |  |  | Apr. 27 | 10419 | ZR10419 |  |  | Jul. 31 | 10516 | ZR10516 |  |  | Nov. 4 | 10613 | ZR10613
|  | Jan. 24 | 10323 | ZR10323 |  |  | Apr. 28 | 10420 | ZR10420 |  |  | Aug. 1 | 10517 | ZR10517 |  |  | Nov. 5 | 10614 | ZR10614
|  | Jan. 25 | 10324 | ZR10324 |  |  | Apr. 29 | 10421 | ZR10421 |  |  | Aug. 2 | 10518 | ZR10518 |  |  | Nov. 6 | 10615 | ZR10615
|  | Jan. 26 | 10325 | ZR10325 |  |  | Apr. 30 | 10422 | ZR10422 |  |  | Aug. 3 | 10519 | ZR10519 |  |  | Nov. 7 | 10616 | ZR10616
|  | Jan. 27 | 10326 | ZR10326 |  |  | Not Used | 10423 | ZR10423 |  |  | Aug. 4 | 10520 | ZR10520 |  |  | Nov. 8 | 10617 | ZR10617
|  | Jan. 28 | 10327 | ZR10327 |  |  | May. 1 | 10424 | ZR10424 |  |  | Aug. 5 | 10521 | ZR10521 |  |  | Nov. 9 | 10618 | ZR10618
|  | Jan. 29 | 10328 | ZR10328 |  |  | May. 2 | 10425 | ZR10425 |  |  | Aug. 6 | 10522 | ZR10522 |  |  | Nov. 10 | 10619 | ZR10619
|  | Jan. 30 | 10329 | ZR10329 |  |  | May. 3 | 10426 | ZR10426 |  |  | Aug. 7 | 10523 | ZR10523 |  |  | Nov. 11 | 10620 | ZR10620
|  | Jan. 31 | 10330 | ZR10330 |  |  | May. 4 | 10427 | ZR10427 |  |  | Aug. 8 | 10524 | ZR10524 |  |  | Nov. 12 | 10621 | ZR10621
|  | Feb. 1 | 10331 | ZR10331 |  |  | May. 5 | 10428 | ZR10428 |  |  | Aug. 9 | 10525 | ZR10525 |  |  | Nov. 13 | 10622 | ZR10622
|  | Feb. 2 | 10332 | ZR10332 |  |  | May. 6 | 10429 | ZR10429 |  |  | Aug. 10 | 10526 | ZR10526 |  |  | Nov. 14 | 10623 | ZR10623
|  | Feb. 3 | 10333 | ZR10333 |  |  | May. 7 | 10430 | ZR10430 |  |  | Aug. 11 | 10527 | ZR10527 |  |  | Nov. 15 | 10624 | ZR10624
|  | Feb. 4 | 10334 | ZR10334 |  |  | May. 8 | 10431 | ZR10431 |  |  | Aug. 12 | 10528 | ZR10528 |  |  | Nov. 16 | 10625 | ZR10625
|  | Feb. 5 | 10335 | ZR10335 |  |  | May. 9 | 10432 | ZR10432 |  |  | Aug. 13 | 10529 | ZR10529 |  |  | Nov. 17 | 10626 | ZR10626
|  | Feb. 6 | 10336 | ZR10336 |  |  | May. 10 | 10433 | ZR10433 |  |  | Aug. 14 | 10530 | ZR10530 |  |  | Nov. 18 | 10627 | ZR10627
|  | Feb. 7 | 10337 | ZR10337 |  |  | May. 11 | 10434 | ZR10434 |  |  | Aug. 15 | 10531 | ZR10531 |  |  | Nov. 19 | 10628 | ZR10628
|  | Feb. 8 | 10338 | ZR10338 |  |  | May. 12 | 10435 | ZR10435 |  |  | Aug. 16 | 10532 | ZR10532 |  |  | Nov. 20 | 10629 | ZR10629
|  | Feb. 9 | 10339 | ZR10339 |  |  | May. 13 | 10436 | ZR10436 |  |  | Aug. 17 | 10533 | ZR10533 |  |  | Nov. 21 | 10630 | ZR10630
|  | Feb. 10 | 10340 | ZR10340 |  |  | May. 14 | 10437 | ZR10437 |  |  | Aug. 18 | 10534 | ZR10534 |  |  | Nov. 22 | 10631 | ZR10631
|  | Feb. 11 | 10341 | ZR10341 |  |  | May. 15 | 10438 | ZR10438 |  |  | Aug. 19 | 10535 | ZR10535 |  |  | Nov. 23 | 10632 | ZR10632
|  | Feb. 12 | 10342 | ZR10342 |  |  | May. 16 | 10439 | ZR10439 |  |  | Aug. 20 | 10536 | ZR10536 |  |  | Nov. 24 | 10633 | ZR10633
|  | Feb. 13 | 10343 | ZR10343 |  |  | May. 17 | 10440 | ZR10440 |  |  | Aug. 21 | 10537 | ZR10537 |  |  | Nov. 25 | 10634 | ZR10634
|  | Feb. 14 | 10344 | ZR10344 |  |  | May. 18 | 10441 | ZR10441 |  |  | Aug. 22 | 10538 | ZR10538 |  |  | Nov. 26 | 10635 | ZR10635
|  | Feb. 15 | 10345 | ZR10345 |  |  | May. 19 | 10442 | ZR10442 |  |  | Aug. 23 | 10539 | ZR10539 |  |  | Nov. 27 | 10636 | ZR10636
|  | Feb. 16 | 10346 | ZR10346 |  |  | May. 20 | 10443 | ZR10443 |  |  | Aug. 24 | 10540 | ZR10540 |  |  | Nov. 28 | 10637 | ZR10637
|  | Feb. 17 | 10347 | ZR10347 |  |  | May. 21 | 10444 | ZR10444 |  |  | Aug. 25 | 10541 | ZR10541 |  |  | Nov. 29 | 10638 | ZR10638
|  | Feb. 18 | 10348 | ZR10348 |  |  | May. 22 | 10445 | ZR10445 |  |  | Aug. 26 | 10542 | ZR10542 |  |  | Nov. 30 | 10639 | ZR10639
|  | Feb. 19 | 10349 | ZR10349 |  |  | May. 23 | 10446 | ZR10446 |  |  | Aug. 27 | 10543 | ZR10543 |  |  | Not Used | 10640 | ZR10640
|  | Feb. 20 | 10350 | ZR10350 |  |  | May. 24 | 10447 | ZR10447 |  |  | Aug. 28 | 10544 | ZR10544 |  |  | Dec. 1 | 10641 | ZR10641
|  | Feb. 21 | 10351 | ZR10351 |  |  | May. 25 | 10448 | ZR10448 |  |  | Aug. 29 | 10545 | ZR10545 |  |  | Dec. 2 | 10642 | ZR10642
|  | Feb. 22 | 10352 | ZR10352 |  |  | May. 26 | 10449 | ZR10449 |  |  | Aug. 30 | 10546 | ZR10546 |  |  | Dec. 3 | 10643 | ZR10643
|  | Feb. 23 | 10353 | ZR10353 |  |  | May. 27 | 10450 | ZR10450 |  |  | Aug. 31 | 10547 | ZR10547 |  |  | Dec. 4 | 10644 | ZR10644
|  | Feb. 24 | 10354 | ZR10354 |  |  | May. 28 | 10451 | ZR10451 |  |  | Sep. 1 | 10548 | ZR10548 |  |  | Dec. 5 | 10645 | ZR10645
|  | Feb. 25 | 10355 | ZR10355 |  |  | May. 29 | 10452 | ZR10452 |  |  | Sep. 2 | 10549 | ZR10549 |  |  | Dec. 6 | 10646 | ZR10646
|  | Feb. 26 | 10356 | ZR10356 |  |  | May. 30 | 10453 | ZR10453 |  |  | Sep. 3 | 10550 | ZR10550 |  |  | Dec. 7 | 10647 | ZR10647
|  | Feb. 27 | 10357 | ZR10357 |  |  | May. 31 | 10454 | ZR10454 |  |  | Sep. 4 | 10551 | ZR10551 |  |  | Dec. 8 | 10648 | ZR10648
|  | Feb. 28 | 10358 | ZR10358 |  |  | Jun. 1 | 10455 | ZR10455 |  |  | Sep. 5 | 10552 | ZR10552 |  |  | Dec. 9 | 10649 | ZR10649
|  | Feb. 29 | 10359 | ZR10359 |  |  | Jun. 2 | 10456 | ZR10456 |  |  | Sep. 6 | 10553 | ZR10553 |  |  | Dec. 10 | 10650 | ZR10650
|  | Not Used | 10360 | ZR10360 |  |  | Jun. 3 | 10457 | ZR10457 |  |  | Sep. 7 | 10554 | ZR10554 |  |  | Dec. 11 | 10651 | ZR10651
|  | Not Used | 10361 | ZR10361 |  |  | Jun. 4 | 10458 | ZR10458 |  |  | Sep. 8 | 10555 | ZR10555 |  |  | Dec. 12 | 10652 | ZR10652
|  | Mar. 1 | 10362 | ZR10362 |  |  | Jun. 5 | 10459 | ZR10459 |  |  | Sep. 9 | 10556 | ZR10556 |  |  | Dec. 13 | 10653 | ZR10653
|  | Mar. 2 | 10363 | ZR10363 |  |  | Jun. 6 | 10460 | ZR10460 |  |  | Sep. 10 | 10557 | ZR10557 |  |  | Dec. 14 | 10654 | ZR10654
|  | Mar. 3 | 10364 | ZR10364 |  |  | Jun. 7 | 10461 | ZR10461 |  |  | Sep. 11 | 10558 | ZR10558 |  |  | Dec. 15 | 10655 | ZR10655
|  | Mar. 4 | 10365 | ZR10365 |  |  | Jun. 8 | 10462 | ZR10462 |  |  | Sep. 12 | 10559 | ZR10559 |  |  | Dec. 16 | 10656 | ZR10656
|  | Mar. 5 | 10366 | ZR10366 |  |  | Jun. 9 | 10463 | ZR10463 |  |  | Sep. 13 | 10560 | ZR10560 |  |  | Dec. 17 | 10657 | ZR10657
|  | Mar. 6 | 10367 | ZR10367 |  |  | Jun. 10 | 10464 | ZR10464 |  |  | Sep. 14 | 10561 | ZR10561 |  |  | Dec. 18 | 10658 | ZR10658
|  | Mar. 7 | 10368 | ZR10368 |  |  | Jun. 11 | 10465 | ZR10465 |  |  | Sep. 15 | 10562 | ZR10562 |  |  | Dec. 19 | 10659 | ZR10659
|  | Mar. 8 | 10369 | ZR10369 |  |  | Jun. 12 | 10466 | ZR10466 |  |  | Sep. 16 | 10563 | ZR10563 |  |  | Dec. 20 | 10660 | ZR10660
|  | Mar. 9 | 10370 | ZR10370 |  |  | Jun. 13 | 10467 | ZR10467 |  |  | Sep. 17 | 10564 | ZR10564 |  |  | Dec. 21 | 10661 | ZR10661
|  | Mar. 10 | 10371 | ZR10371 |  |  | Jun. 14 | 10468 | ZR10468 |  |  | Sep. 18 | 10565 | ZR10565 |  |  | Dec. 22 | 10662 | ZR10662
|  | Mar. 11 | 10372 | ZR10372 |  |  | Jun. 15 | 10469 | ZR10469 |  |  | Sep. 19 | 10566 | ZR10566 |  |  | Dec. 23 | 10663 | ZR10663
|  | Mar. 12 | 10373 | ZR10373 |  |  | Jun. 16 | 10470 | ZR10470 |  |  | Sep. 20 | 10567 | ZR10567 |  |  | Dec. 24 | 10664 | ZR10664
|  | Mar. 13 | 10374 | ZR10374 |  |  | Jun. 17 | 10471 | ZR10471 |  |  | Sep. 21 | 10568 | ZR10568 |  |  | Dec. 25 | 10665 | ZR10665
|  | Mar. 14 | 10375 | ZR10375 |  |  | Jun. 18 | 10472 | ZR10472 |  |  | Sep. 22 | 10569 | ZR10569 |  |  | Dec. 26 | 10666 | ZR10666
|  | Mar. 15 | 10376 | ZR10376 |  |  | Jun. 19 | 10473 | ZR10473 |  |  | Sep. 23 | 10570 | ZR10570 |  |  | Dec. 27 | 10667 | ZR10667
|  | Mar. 16 | 10377 | ZR10377 |  |  | Jun. 20 | 10474 | ZR10474 |  |  | Sep. 24 | 10571 | ZR10571 |  |  | Dec. 28 | 10668 | ZR10668
|  | Mar. 17 | 10378 | ZR10378 |  |  | Jun. 21 | 10475 | ZR10475 |  |  | Sep. 25 | 10572 | ZR10572 |  |  | Dec. 29 | 10669 | ZR10669
|  | Mar. 18 | 10379 | ZR10379 |  |  | Jun. 22 | 10476 | ZR10476 |  |  | Sep. 26 | 10573 | ZR10573 |  |  | Dec. 30 | 10670 | ZR10670
|  | Mar. 19 | 10380 | ZR10380 |  |  | Jun. 23 | 10477 | ZR10477 |  |  | Sep. 27 | 10574 | ZR10574 |  |  | Dec. 31 | 10671 | ZR10671
|  | Mar. 20 | 10381 | ZR10381 |  |  | Jun. 24 | 10478 | ZR10478 |  |  | Sep. 28 | 10575 | ZR10575
|  | Mar. 21 | 10382 | ZR10382 |  |  | Jun. 25 | 10479 | ZR10479 |  |  | Sep. 29 | 10576 | ZR10576 |  |  | Year | 10680 | ZR10680
|  | Mar. 22 | 10383 | ZR10383 |  |  | Jun. 26 | 10480 | ZR10480 |  |  | Sep. 30 | 10577 | ZR10577 |  |  | Month | 10681 | ZR10681
|  | Mar. 23 | 10384 | ZR10384 |  |  | Jun. 27 | 10481 | ZR10481 |  |  | Not Used | 10578 | ZR10578 |  |  | Date | 10682 | ZR10682
|  | Mar. 24 | 10385 | ZR10385 |  |  | Jun. 28 | 10482 | ZR10482 |  |  | Oct. 1 | 10579 | ZR10579 |  |  | Hour | 10683 | ZR10683
|  | Mar. 25 | 10386 | ZR10386 |  |  | Jun. 29 | 10483 | ZR10483 |  |  | Oct. 2 | 10580 | ZR10580 |  |  | Minute | 10684 | ZR10684
|  | Mar. 26 | 10387 | ZR10387 |  |  | Jun. 30 | 10484 | ZR10484 |  |  | Oct. 3 | 10581 | ZR10581 |  |  | Second | 10685 | ZR10685
|  | Mar. 27 | 10388 | ZR10388 |  |  | Not Used | 10485 | ZR10485 |  |  | Oct. 4 | 10582 | ZR10582 |  |  | Day of Week | 10686 | ZR10686
|  | Mar. 28 | 10389 | ZR10389 |  |  | Jul. 1 | 10486 | ZR10486 |  |  | Oct. 5 | 10583 | ZR10583
|  | Mar. 29 | 10390 | ZR10390 |  |  | Jul. 2 | 10487 | ZR10487 |  |  | Oct. 6 | 10584 | ZR10584
|  | Mar. 30 | 10391 | ZR10391 |  |  | Jul. 3 | 10488 | ZR10488 |  |  | Oct. 7 | 10585 | ZR10585
|  | Mar. 31 | 10392 | ZR10392 |  |  | Jul. 4 | 10489 | ZR10489 |  |  | Oct. 8 | 10586 | ZR10586
|  | Apr. 1 | 10393 | ZR10393 |  |  | Jul. 5 | 10490 | ZR10490 |  |  | Oct. 9 | 10587 | ZR10587
|  | Apr. 2 | 10394 | ZR10394 |  |  | Jul. 6 | 10491 | ZR10491 |  |  | Oct. 10 | 10588 | ZR10588
|  | Apr. 3 | 10395 | ZR10395 |  |  | Jul. 7 | 10492 | ZR10492 |  |  | Oct. 11 | 10589 | ZR10589
|  | Apr. 4 | 10396 | ZR10396 |  |  | Jul. 8 | 10493 | ZR10493 |  |  | Oct. 12 | 10590 | ZR10590

## GraphDataTable_CH2_Io（Old）
2.7 Data Table CH2 Io (Past)
CH2 Io |  | 8000 |  |  | CH2 Io |  | 8000 |  |  | CH2 Io |  | 8000 |  |  | CH2 Io |  | 8000
|  | NOW |  | 1Hour_GraphDataTable |  |  | NOW |  | 1Hour_GraphDataTable |  |  | NOW |  | 1Hour_GraphDataTable |  |  | NOW |  | 1Hour_GraphDataTable | NOW |  | 1Year_GraphDataTable | NOW |  | 1Year_GraphDataTable | NOW |  | 1Year_GraphDataTable | NOW |  | 1Year_GraphDataTable
|  | 0:00 | 8000 | ZR8000 |  |  | 0:00 | 8000 | ZR8000 |  |  | 0:00 | 8000 | ZR8000 |  |  | 0:00 | 8000 | ZR8000 | 2011-01-01 | #REF! | #REF! | 2011-01-01 | #REF! | #REF! | 2011-01-01 | #REF! | #REF! | 2011-01-01 | #REF! | #REF!
|  | 0:00 | 8001 | ZR8001 |  |  | 0:00 | 8001 | ZR8001 |  |  | 0:00 | 8001 | ZR8001 |  |  | 0:00 | 8001 | ZR8001 | 2011-01-02 | #REF! | #REF! | 2011-01-02 | #REF! | #REF! | 2011-01-02 | #REF! | #REF! | 2011-01-02 | #REF! | #REF!
|  | 0:00 | 8002 | ZR8002 |  |  | 0:00 | 8002 | ZR8002 |  |  | 0:00 | 8002 | ZR8002 |  |  | 0:00 | 8002 | ZR8002 | 2011-01-03 | #REF! | #REF! | 2011-01-03 | #REF! | #REF! | 2011-01-03 | #REF! | #REF! | 2011-01-03 | #REF! | #REF!
|  | 0:00 | 8003 | ZR8003 |  |  | 0:00 | 8003 | ZR8003 |  |  | 0:00 | 8003 | ZR8003 |  |  | 0:00 | 8003 | ZR8003 | 2011-01-04 | #REF! | #REF! | 2011-01-04 | #REF! | #REF! | 2011-01-04 | #REF! | #REF! | 2011-01-04 | #REF! | #REF!
|  | 0:01 | 8004 | ZR8004 |  |  | 0:01 | 8004 | ZR8004 |  |  | 0:01 | 8004 | ZR8004 |  |  | 0:01 | 8004 | ZR8004 | 2011-01-05 | #REF! | #REF! | 2011-01-05 | #REF! | #REF! | 2011-01-05 | #REF! | #REF! | 2011-01-05 | #REF! | #REF!
|  | 0:01 | 8005 | ZR8005 |  |  | 0:01 | 8005 | ZR8005 |  |  | 0:01 | 8005 | ZR8005 |  |  | 0:01 | 8005 | ZR8005 | 2011-01-06 | #REF! | #REF! | 2011-01-06 | #REF! | #REF! | 2011-01-06 | #REF! | #REF! | 2011-01-06 | #REF! | #REF!
|  | 0:01 | 8006 | ZR8006 |  |  | 0:01 | 8006 | ZR8006 |  |  | 0:01 | 8006 | ZR8006 |  |  | 0:01 | 8006 | ZR8006 | 2011-01-07 | #REF! | #REF! | 2011-01-07 | #REF! | #REF! | 2011-01-07 | #REF! | #REF! | 2011-01-07 | #REF! | #REF!
|  | 0:01 | 8007 | ZR8007 |  |  | 0:01 | 8007 | ZR8007 |  |  | 0:01 | 8007 | ZR8007 |  |  | 0:01 | 8007 | ZR8007 | 2011-01-08 | #REF! | #REF! | 2011-01-08 | #REF! | #REF! | 2011-01-08 | #REF! | #REF! | 2011-01-08 | #REF! | #REF!
|  | 0:01 | 8008 | ZR8008 |  |  | 0:01 | 8008 | ZR8008 |  |  | 0:01 | 8008 | ZR8008 |  |  | 0:01 | 8008 | ZR8008 | 2011-01-09 | #REF! | #REF! | 2011-01-09 | #REF! | #REF! | 2011-01-09 | #REF! | #REF! | 2011-01-09 | #REF! | #REF!
|  | 0:02 | 8009 | ZR8009 |  |  | 0:02 | 8009 | ZR8009 |  |  | 0:02 | 8009 | ZR8009 |  |  | 0:02 | 8009 | ZR8009 | 2011-01-10 | #REF! | #REF! | 2011-01-10 | #REF! | #REF! | 2011-01-10 | #REF! | #REF! | 2011-01-10 | #REF! | #REF!
|  | 0:02 | 8010 | ZR8010 |  |  | 0:02 | 8010 | ZR8010 |  |  | 0:02 | 8010 | ZR8010 |  |  | 0:02 | 8010 | ZR8010 | 2011-01-11 | #REF! | #REF! | 2011-01-11 | #REF! | #REF! | 2011-01-11 | #REF! | #REF! | 2011-01-11 | #REF! | #REF!
|  | 0:02 | 8011 | ZR8011 |  |  | 0:02 | 8011 | ZR8011 |  |  | 0:02 | 8011 | ZR8011 |  |  | 0:02 | 8011 | ZR8011 | 2011-01-12 | #REF! | #REF! | 2011-01-12 | #REF! | #REF! | 2011-01-12 | #REF! | #REF! | 2011-01-12 | #REF! | #REF!
|  | 0:02 | 8012 | ZR8012 |  |  | 0:02 | 8012 | ZR8012 |  |  | 0:02 | 8012 | ZR8012 |  |  | 0:02 | 8012 | ZR8012 | 2011-01-13 | #REF! | #REF! | 2011-01-13 | #REF! | #REF! | 2011-01-13 | #REF! | #REF! | 2011-01-13 | #REF! | #REF!
|  | 0:02 | 8013 | ZR8013 |  |  | 0:02 | 8013 | ZR8013 |  |  | 0:02 | 8013 | ZR8013 |  |  | 0:02 | 8013 | ZR8013 | 2011-01-14 | #REF! | #REF! | 2011-01-14 | #REF! | #REF! | 2011-01-14 | #REF! | #REF! | 2011-01-14 | #REF! | #REF!
|  | 0:02 | 8014 | ZR8014 |  |  | 0:02 | 8014 | ZR8014 |  |  | 0:02 | 8014 | ZR8014 |  |  | 0:02 | 8014 | ZR8014 | 2011-01-15 | #REF! | #REF! | 2011-01-15 | #REF! | #REF! | 2011-01-15 | #REF! | #REF! | 2011-01-15 | #REF! | #REF!
|  | 0:02 | 8015 | ZR8015 |  |  | 0:02 | 8015 | ZR8015 |  |  | 0:02 | 8015 | ZR8015 |  |  | 0:02 | 8015 | ZR8015 | 2011-01-16 | #REF! | #REF! | 2011-01-16 | #REF! | #REF! | 2011-01-16 | #REF! | #REF! | 2011-01-16 | #REF! | #REF!
|  | 0:03 | 8016 | ZR8016 |  |  | 0:03 | 8016 | ZR8016 |  |  | 0:03 | 8016 | ZR8016 |  |  | 0:03 | 8016 | ZR8016 | 2011-01-17 | #REF! | #REF! | 2011-01-17 | #REF! | #REF! | 2011-01-17 | #REF! | #REF! | 2011-01-17 | #REF! | #REF!
|  | 0:03 | 8017 | ZR8017 |  |  | 0:03 | 8017 | ZR8017 |  |  | 0:03 | 8017 | ZR8017 |  |  | 0:03 | 8017 | ZR8017 | 2011-01-18 | #REF! | #REF! | 2011-01-18 | #REF! | #REF! | 2011-01-18 | #REF! | #REF! | 2011-01-18 | #REF! | #REF!
|  | 0:03 | 8018 | ZR8018 |  |  | 0:03 | 8018 | ZR8018 |  |  | 0:03 | 8018 | ZR8018 |  |  | 0:03 | 8018 | ZR8018 | 2011-01-19 | #REF! | #REF! | 2011-01-19 | #REF! | #REF! | 2011-01-19 | #REF! | #REF! | 2011-01-19 | #REF! | #REF!
|  | 0:03 | 8019 | ZR8019 |  |  | 0:03 | 8019 | ZR8019 |  |  | 0:03 | 8019 | ZR8019 |  |  | 0:03 | 8019 | ZR8019 | 2011-01-20 | #REF! | #REF! | 2011-01-20 | #REF! | #REF! | 2011-01-20 | #REF! | #REF! | 2011-01-20 | #REF! | #REF!
|  | 0:03 | 8020 | ZR8020 |  |  | 0:03 | 8020 | ZR8020 |  |  | 0:03 | 8020 | ZR8020 |  |  | 0:03 | 8020 | ZR8020 | 2011-01-21 | #REF! | #REF! | 2011-01-21 | #REF! | #REF! | 2011-01-21 | #REF! | #REF! | 2011-01-21 | #REF! | #REF!
|  | 0:04 | 8021 | ZR8021 |  |  | 0:04 | 8021 | ZR8021 |  |  | 0:04 | 8021 | ZR8021 |  |  | 0:04 | 8021 | ZR8021 | 2011-01-22 | #REF! | #REF! | 2011-01-22 | #REF! | #REF! | 2011-01-22 | #REF! | #REF! | 2011-01-22 | #REF! | #REF!
|  | 0:04 | 8022 | ZR8022 |  |  | 0:04 | 8022 | ZR8022 |  |  | 0:04 | 8022 | ZR8022 |  |  | 0:04 | 8022 | ZR8022 | 2011-01-23 | #REF! | #REF! | 2011-01-23 | #REF! | #REF! | 2011-01-23 | #REF! | #REF! | 2011-01-23 | #REF! | #REF!
|  | 0:04 | 8023 | ZR8023 |  |  | 0:04 | 8023 | ZR8023 |  |  | 0:04 | 8023 | ZR8023 |  |  | 0:04 | 8023 | ZR8023 | 2011-01-24 | #REF! | #REF! | 2011-01-24 | #REF! | #REF! | 2011-01-24 | #REF! | #REF! | 2011-01-24 | #REF! | #REF!
|  | 0:04 | 8024 | ZR8024 |  |  | 0:04 | 8024 | ZR8024 |  |  | 0:04 | 8024 | ZR8024 |  |  | 0:04 | 8024 | ZR8024 | 2011-01-25 | #REF! | #REF! | 2011-01-25 | #REF! | #REF! | 2011-01-25 | #REF! | #REF! | 2011-01-25 | #REF! | #REF!
|  | 0:04 | 8025 | ZR8025 |  |  | 0:04 | 8025 | ZR8025 |  |  | 0:04 | 8025 | ZR8025 |  |  | 0:04 | 8025 | ZR8025 | 2011-01-26 | #REF! | #REF! | 2011-01-26 | #REF! | #REF! | 2011-01-26 | #REF! | #REF! | 2011-01-26 | #REF! | #REF!
|  | 0:04 | 8026 | ZR8026 |  |  | 0:04 | 8026 | ZR8026 |  |  | 0:04 | 8026 | ZR8026 |  |  | 0:04 | 8026 | ZR8026 | 2011-01-27 | #REF! | #REF! | 2011-01-27 | #REF! | #REF! | 2011-01-27 | #REF! | #REF! | 2011-01-27 | #REF! | #REF!
|  | 0:04 | 8027 | ZR8027 |  |  | 0:04 | 8027 | ZR8027 |  |  | 0:04 | 8027 | ZR8027 |  |  | 0:04 | 8027 | ZR8027 | 2011-01-28 | #REF! | #REF! | 2011-01-28 | #REF! | #REF! | 2011-01-28 | #REF! | #REF! | 2011-01-28 | #REF! | #REF!
|  | 0:05 | 8028 | ZR8028 |  |  | 0:05 | 8028 | ZR8028 |  |  | 0:05 | 8028 | ZR8028 |  |  | 0:05 | 8028 | ZR8028 | 2011-01-29 | #REF! | #REF! | 2011-01-29 | #REF! | #REF! | 2011-01-29 | #REF! | #REF! | 2011-01-29 | #REF! | #REF!
|  | 0:05 | 8029 | ZR8029 |  |  | 0:05 | 8029 | ZR8029 |  |  | 0:05 | 8029 | ZR8029 |  |  | 0:05 | 8029 | ZR8029 | 2011-01-30 | #REF! | #REF! | 2011-01-30 | #REF! | #REF! | 2011-01-30 | #REF! | #REF! | 2011-01-30 | #REF! | #REF!
|  | 0:05 | 8030 | ZR8030 |  |  | 0:05 | 8030 | ZR8030 |  |  | 0:05 | 8030 | ZR8030 |  |  | 0:05 | 8030 | ZR8030 | 2011-01-31 | #REF! | #REF! | 2011-01-31 | #REF! | #REF! | 2011-01-31 | #REF! | #REF! | 2011-01-31 | #REF! | #REF!
|  | 0:05 | 8031 | ZR8031 |  |  | 0:05 | 8031 | ZR8031 |  |  | 0:05 | 8031 | ZR8031 |  |  | 0:05 | 8031 | ZR8031 | 2011-02-01 | #REF! | #REF! | 2011-02-01 | #REF! | #REF! | 2011-02-01 | #REF! | #REF! | 2011-02-01 | #REF! | #REF!
|  | 0:05 | 8032 | ZR8032 |  |  | 0:05 | 8032 | ZR8032 |  |  | 0:05 | 8032 | ZR8032 |  |  | 0:05 | 8032 | ZR8032 | 2011-02-02 | #REF! | #REF! | 2011-02-02 | #REF! | #REF! | 2011-02-02 | #REF! | #REF! | 2011-02-02 | #REF! | #REF!
|  | 0:05 | 8033 | ZR8033 |  |  | 0:05 | 8033 | ZR8033 |  |  | 0:05 | 8033 | ZR8033 |  |  | 0:05 | 8033 | ZR8033 | 2011-02-03 | #REF! | #REF! | 2011-02-03 | #REF! | #REF! | 2011-02-03 | #REF! | #REF! | 2011-02-03 | #REF! | #REF!
|  | 0:06 | 8034 | ZR8034 |  |  | 0:06 | 8034 | ZR8034 |  |  | 0:06 | 8034 | ZR8034 |  |  | 0:06 | 8034 | ZR8034 | 2011-02-04 | #REF! | #REF! | 2011-02-04 | #REF! | #REF! | 2011-02-04 | #REF! | #REF! | 2011-02-04 | #REF! | #REF!
|  | 0:06 | 8035 | ZR8035 |  |  | 0:06 | 8035 | ZR8035 |  |  | 0:06 | 8035 | ZR8035 |  |  | 0:06 | 8035 | ZR8035 | 2011-02-05 | #REF! | #REF! | 2011-02-05 | #REF! | #REF! | 2011-02-05 | #REF! | #REF! | 2011-02-05 | #REF! | #REF!
|  | 0:06 | 8036 | ZR8036 |  |  | 0:06 | 8036 | ZR8036 |  |  | 0:06 | 8036 | ZR8036 |  |  | 0:06 | 8036 | ZR8036 | 2011-02-06 | #REF! | #REF! | 2011-02-06 | #REF! | #REF! | 2011-02-06 | #REF! | #REF! | 2011-02-06 | #REF! | #REF!
|  | 0:06 | 8037 | ZR8037 |  |  | 0:06 | 8037 | ZR8037 |  |  | 0:06 | 8037 | ZR8037 |  |  | 0:06 | 8037 | ZR8037 | 2011-02-07 | #REF! | #REF! | 2011-02-07 | #REF! | #REF! | 2011-02-07 | #REF! | #REF! | 2011-02-07 | #REF! | #REF!
|  | 0:06 | 8038 | ZR8038 |  |  | 0:06 | 8038 | ZR8038 |  |  | 0:06 | 8038 | ZR8038 |  |  | 0:06 | 8038 | ZR8038 | 2011-02-08 | #REF! | #REF! | 2011-02-08 | #REF! | #REF! | 2011-02-08 | #REF! | #REF! | 2011-02-08 | #REF! | #REF!
|  | 0:07 | 8039 | ZR8039 |  |  | 0:07 | 8039 | ZR8039 |  |  | 0:07 | 8039 | ZR8039 |  |  | 0:07 | 8039 | ZR8039 | 2011-02-09 | #REF! | #REF! | 2011-02-09 | #REF! | #REF! | 2011-02-09 | #REF! | #REF! | 2011-02-09 | #REF! | #REF!
|  | 0:07 | 8040 | ZR8040 |  |  | 0:07 | 8040 | ZR8040 |  |  | 0:07 | 8040 | ZR8040 |  |  | 0:07 | 8040 | ZR8040 | 2011-02-10 | #REF! | #REF! | 2011-02-10 | #REF! | #REF! | 2011-02-10 | #REF! | #REF! | 2011-02-10 | #REF! | #REF!
|  | 0:07 | 8041 | ZR8041 |  |  | 0:07 | 8041 | ZR8041 |  |  | 0:07 | 8041 | ZR8041 |  |  | 0:07 | 8041 | ZR8041 | 2011-02-11 | #REF! | #REF! | 2011-02-11 | #REF! | #REF! | 2011-02-11 | #REF! | #REF! | 2011-02-11 | #REF! | #REF!
|  | 0:07 | 8042 | ZR8042 |  |  | 0:07 | 8042 | ZR8042 |  |  | 0:07 | 8042 | ZR8042 |  |  | 0:07 | 8042 | ZR8042 | 2011-02-12 | #REF! | #REF! | 2011-02-12 | #REF! | #REF! | 2011-02-12 | #REF! | #REF! | 2011-02-12 | #REF! | #REF!
|  | 0:07 | 8043 | ZR8043 |  |  | 0:07 | 8043 | ZR8043 |  |  | 0:07 | 8043 | ZR8043 |  |  | 0:07 | 8043 | ZR8043 | 2011-02-13 | #REF! | #REF! | 2011-02-13 | #REF! | #REF! | 2011-02-13 | #REF! | #REF! | 2011-02-13 | #REF! | #REF!
|  | 0:07 | 8044 | ZR8044 |  |  | 0:07 | 8044 | ZR8044 |  |  | 0:07 | 8044 | ZR8044 |  |  | 0:07 | 8044 | ZR8044 | 2011-02-14 | #REF! | #REF! | 2011-02-14 | #REF! | #REF! | 2011-02-14 | #REF! | #REF! | 2011-02-14 | #REF! | #REF!
|  | 0:07 | 8045 | ZR8045 |  |  | 0:07 | 8045 | ZR8045 |  |  | 0:07 | 8045 | ZR8045 |  |  | 0:07 | 8045 | ZR8045 | 2011-02-15 | #REF! | #REF! | 2011-02-15 | #REF! | #REF! | 2011-02-15 | #REF! | #REF! | 2011-02-15 | #REF! | #REF!
|  | 0:08 | 8046 | ZR8046 |  |  | 0:08 | 8046 | ZR8046 |  |  | 0:08 | 8046 | ZR8046 |  |  | 0:08 | 8046 | ZR8046 | 2011-02-16 | #REF! | #REF! | 2011-02-16 | #REF! | #REF! | 2011-02-16 | #REF! | #REF! | 2011-02-16 | #REF! | #REF!
|  | 0:08 | 8047 | ZR8047 |  |  | 0:08 | 8047 | ZR8047 |  |  | 0:08 | 8047 | ZR8047 |  |  | 0:08 | 8047 | ZR8047 | 2011-02-17 | #REF! | #REF! | 2011-02-17 | #REF! | #REF! | 2011-02-17 | #REF! | #REF! | 2011-02-17 | #REF! | #REF!
|  | 0:08 | 8048 | ZR8048 |  |  | 0:08 | 8048 | ZR8048 |  |  | 0:08 | 8048 | ZR8048 |  |  | 0:08 | 8048 | ZR8048 | 2011-02-18 | #REF! | #REF! | 2011-02-18 | #REF! | #REF! | 2011-02-18 | #REF! | #REF! | 2011-02-18 | #REF! | #REF!
|  | 0:08 | 8049 | ZR8049 |  |  | 0:08 | 8049 | ZR8049 |  |  | 0:08 | 8049 | ZR8049 |  |  | 0:08 | 8049 | ZR8049 | 2011-02-19 | #REF! | #REF! | 2011-02-19 | #REF! | #REF! | 2011-02-19 | #REF! | #REF! | 2011-02-19 | #REF! | #REF!
|  | 0:08 | 8050 | ZR8050 |  |  | 0:08 | 8050 | ZR8050 |  |  | 0:08 | 8050 | ZR8050 |  |  | 0:08 | 8050 | ZR8050 | 2011-02-20 | #REF! | #REF! | 2011-02-20 | #REF! | #REF! | 2011-02-20 | #REF! | #REF! | 2011-02-20 | #REF! | #REF!
|  | 0:09 | 8051 | ZR8051 |  |  | 0:09 | 8051 | ZR8051 |  |  | 0:09 | 8051 | ZR8051 |  |  | 0:09 | 8051 | ZR8051 | 2011-02-21 | #REF! | #REF! | 2011-02-21 | #REF! | #REF! | 2011-02-21 | #REF! | #REF! | 2011-02-21 | #REF! | #REF!
|  | 0:09 | 8052 | ZR8052 |  |  | 0:09 | 8052 | ZR8052 |  |  | 0:09 | 8052 | ZR8052 |  |  | 0:09 | 8052 | ZR8052 | 2011-02-22 | #REF! | #REF! | 2011-02-22 | #REF! | #REF! | 2011-02-22 | #REF! | #REF! | 2011-02-22 | #REF! | #REF!
|  | 0:09 | 8053 | ZR8053 |  |  | 0:09 | 8053 | ZR8053 |  |  | 0:09 | 8053 | ZR8053 |  |  | 0:09 | 8053 | ZR8053 | 2011-02-23 | #REF! | #REF! | 2011-02-23 | #REF! | #REF! | 2011-02-23 | #REF! | #REF! | 2011-02-23 | #REF! | #REF!
|  | 0:09 | 8054 | ZR8054 |  |  | 0:09 | 8054 | ZR8054 |  |  | 0:09 | 8054 | ZR8054 |  |  | 0:09 | 8054 | ZR8054 | 2011-02-24 | #REF! | #REF! | 2011-02-24 | #REF! | #REF! | 2011-02-24 | #REF! | #REF! | 2011-02-24 | #REF! | #REF!
|  | 0:09 | 8055 | ZR8055 |  |  | 0:09 | 8055 | ZR8055 |  |  | 0:09 | 8055 | ZR8055 |  |  | 0:09 | 8055 | ZR8055 | 2011-02-25 | #REF! | #REF! | 2011-02-25 | #REF! | #REF! | 2011-02-25 | #REF! | #REF! | 2011-02-25 | #REF! | #REF!
|  | 0:09 | 8056 | ZR8056 |  |  | 0:09 | 8056 | ZR8056 |  |  | 0:09 | 8056 | ZR8056 |  |  | 0:09 | 8056 | ZR8056 | 2011-02-26 | #REF! | #REF! | 2011-02-26 | #REF! | #REF! | 2011-02-26 | #REF! | #REF! | 2011-02-26 | #REF! | #REF!
|  | 0:09 | 8057 | ZR8057 |  |  | 0:09 | 8057 | ZR8057 |  |  | 0:09 | 8057 | ZR8057 |  |  | 0:09 | 8057 | ZR8057 | 2011-02-27 | #REF! | #REF! | 2011-02-27 | #REF! | #REF! | 2011-02-27 | #REF! | #REF! | 2011-02-27 | #REF! | #REF!
|  | 0:10 | 8058 | ZR8058 |  |  | 0:10 | 8058 | ZR8058 |  |  | 0:10 | 8058 | ZR8058 |  |  | 0:10 | 8058 | ZR8058 | 2011-02-28 | #REF! | #REF! | 2011-02-28 | #REF! | #REF! | 2011-02-28 | #REF! | #REF! | 2011-02-28 | #REF! | #REF!
|  | 0:10 | 8059 | ZR8059 |  |  | 0:10 | 8059 | ZR8059 |  |  | 0:10 | 8059 | ZR8059 |  |  | 0:10 | 8059 | ZR8059 | 2月29日 | #REF! | #REF! | 2月29日 | #REF! | #REF! | 2月29日 | #REF! | #REF! | 2月29日 | #REF! | #REF!
|  | 0:10 | 8060 | ZR8060 |  |  | 0:10 | 8060 | ZR8060 |  |  | 0:10 | 8060 | ZR8060 |  |  | 0:10 | 8060 | ZR8060 |  | #REF! | #REF! |  | #REF! | #REF! |  | #REF! | #REF! |  | #REF! | #REF!
|  | 0:10 | 8061 | ZR8061 |  |  | 0:10 | 8061 | ZR8061 |  |  | 0:10 | 8061 | ZR8061 |  |  | 0:10 | 8061 | ZR8061 |  | #REF! | #REF! |  | #REF! | #REF! |  | #REF! | #REF! |  | #REF! | #REF!
|  | 0:10 | 8062 | ZR8062 |  |  | 0:10 | 8062 | ZR8062 |  |  | 0:10 | 8062 | ZR8062 |  |  | 0:10 | 8062 | ZR8062 | 2011-03-01 | #REF! | #REF! | 2011-03-01 | #REF! | #REF! | 2011-03-01 | #REF! | #REF! | 2011-03-01 | #REF! | #REF!
|  | 0:11 | 8063 | ZR8063 |  |  | 0:11 | 8063 | ZR8063 |  |  | 0:11 | 8063 | ZR8063 |  |  | 0:11 | 8063 | ZR8063 | 2011-03-02 | #REF! | #REF! | 2011-03-02 | #REF! | #REF! | 2011-03-02 | #REF! | #REF! | 2011-03-02 | #REF! | #REF!
|  | 0:11 | 8064 | ZR8064 |  |  | 0:11 | 8064 | ZR8064 |  |  | 0:11 | 8064 | ZR8064 |  |  | 0:11 | 8064 | ZR8064 | 2011-03-03 | #REF! | #REF! | 2011-03-03 | #REF! | #REF! | 2011-03-03 | #REF! | #REF! | 2011-03-03 | #REF! | #REF!
|  | 0:11 | 8065 | ZR8065 |  |  | 0:11 | 8065 | ZR8065 |  |  | 0:11 | 8065 | ZR8065 |  |  | 0:11 | 8065 | ZR8065 | 2011-03-04 | #REF! | #REF! | 2011-03-04 | #REF! | #REF! | 2011-03-04 | #REF! | #REF! | 2011-03-04 | #REF! | #REF!
|  | 0:11 | 8066 | ZR8066 |  |  | 0:11 | 8066 | ZR8066 |  |  | 0:11 | 8066 | ZR8066 |  |  | 0:11 | 8066 | ZR8066 | 2011-03-05 | #REF! | #REF! | 2011-03-05 | #REF! | #REF! | 2011-03-05 | #REF! | #REF! | 2011-03-05 | #REF! | #REF!
|  | 0:11 | 8067 | ZR8067 |  |  | 0:11 | 8067 | ZR8067 |  |  | 0:11 | 8067 | ZR8067 |  |  | 0:11 | 8067 | ZR8067 | 2011-03-06 | #REF! | #REF! | 2011-03-06 | #REF! | #REF! | 2011-03-06 | #REF! | #REF! | 2011-03-06 | #REF! | #REF!
|  | 0:11 | 8068 | ZR8068 |  |  | 0:11 | 8068 | ZR8068 |  |  | 0:11 | 8068 | ZR8068 |  |  | 0:11 | 8068 | ZR8068 | 2011-03-07 | #REF! | #REF! | 2011-03-07 | #REF! | #REF! | 2011-03-07 | #REF! | #REF! | 2011-03-07 | #REF! | #REF!
|  | 0:12 | 8069 | ZR8069 |  |  | 0:12 | 8069 | ZR8069 |  |  | 0:12 | 8069 | ZR8069 |  |  | 0:12 | 8069 | ZR8069 | 2011-03-08 | #REF! | #REF! | 2011-03-08 | #REF! | #REF! | 2011-03-08 | #REF! | #REF! | 2011-03-08 | #REF! | #REF!
|  | 0:12 | 8070 | ZR8070 |  |  | 0:12 | 8070 | ZR8070 |  |  | 0:12 | 8070 | ZR8070 |  |  | 0:12 | 8070 | ZR8070 | 2011-03-09 | #REF! | #REF! | 2011-03-09 | #REF! | #REF! | 2011-03-09 | #REF! | #REF! | 2011-03-09 | #REF! | #REF!
|  | 0:12 | 8071 | ZR8071 |  |  | 0:12 | 8071 | ZR8071 |  |  | 0:12 | 8071 | ZR8071 |  |  | 0:12 | 8071 | ZR8071 | 2011-03-10 | #REF! | #REF! | 2011-03-10 | #REF! | #REF! | 2011-03-10 | #REF! | #REF! | 2011-03-10 | #REF! | #REF!
|  | 0:12 | 8072 | ZR8072 |  |  | 0:12 | 8072 | ZR8072 |  |  | 0:12 | 8072 | ZR8072 |  |  | 0:12 | 8072 | ZR8072 | 2011-03-11 | #REF! | #REF! | 2011-03-11 | #REF! | #REF! | 2011-03-11 | #REF! | #REF! | 2011-03-11 | #REF! | #REF!
|  | 0:12 | 8073 | ZR8073 |  |  | 0:12 | 8073 | ZR8073 |  |  | 0:12 | 8073 | ZR8073 |  |  | 0:12 | 8073 | ZR8073 | 2011-03-12 | #REF! | #REF! | 2011-03-12 | #REF! | #REF! | 2011-03-12 | #REF! | #REF! | 2011-03-12 | #REF! | #REF!
|  | 0:12 | 8074 | ZR8074 |  |  | 0:12 | 8074 | ZR8074 |  |  | 0:12 | 8074 | ZR8074 |  |  | 0:12 | 8074 | ZR8074 | 2011-03-13 | #REF! | #REF! | 2011-03-13 | #REF! | #REF! | 2011-03-13 | #REF! | #REF! | 2011-03-13 | #REF! | #REF!
|  | 0:12 | 8075 | ZR8075 |  |  | 0:12 | 8075 | ZR8075 |  |  | 0:12 | 8075 | ZR8075 |  |  | 0:12 | 8075 | ZR8075 | 2011-03-14 | #REF! | #REF! | 2011-03-14 | #REF! | #REF! | 2011-03-14 | #REF! | #REF! | 2011-03-14 | #REF! | #REF!
|  | 0:13 | 8076 | ZR8076 |  |  | 0:13 | 8076 | ZR8076 |  |  | 0:13 | 8076 | ZR8076 |  |  | 0:13 | 8076 | ZR8076 | 2011-03-15 | #REF! | #REF! | 2011-03-15 | #REF! | #REF! | 2011-03-15 | #REF! | #REF! | 2011-03-15 | #REF! | #REF!
|  | 0:13 | 8077 | ZR8077 |  |  | 0:13 | 8077 | ZR8077 |  |  | 0:13 | 8077 | ZR8077 |  |  | 0:13 | 8077 | ZR8077 | 2011-03-16 | #REF! | #REF! | 2011-03-16 | #REF! | #REF! | 2011-03-16 | #REF! | #REF! | 2011-03-16 | #REF! | #REF!
|  | 0:13 | 8078 | ZR8078 |  |  | 0:13 | 8078 | ZR8078 |  |  | 0:13 | 8078 | ZR8078 |  |  | 0:13 | 8078 | ZR8078 | 2011-03-17 | #REF! | #REF! | 2011-03-17 | #REF! | #REF! | 2011-03-17 | #REF! | #REF! | 2011-03-17 | #REF! | #REF!
|  | 0:13 | 8079 | ZR8079 |  |  | 0:13 | 8079 | ZR8079 |  |  | 0:13 | 8079 | ZR8079 |  |  | 0:13 | 8079 | ZR8079 | 2011-03-18 | #REF! | #REF! | 2011-03-18 | #REF! | #REF! | 2011-03-18 | #REF! | #REF! | 2011-03-18 | #REF! | #REF!
|  | 0:13 | 8080 | ZR8080 |  |  | 0:13 | 8080 | ZR8080 |  |  | 0:13 | 8080 | ZR8080 |  |  | 0:13 | 8080 | ZR8080 | 2011-03-19 | #REF! | #REF! | 2011-03-19 | #REF! | #REF! | 2011-03-19 | #REF! | #REF! | 2011-03-19 | #REF! | #REF!
|  | 0:14 | 8081 | ZR8081 |  |  | 0:14 | 8081 | ZR8081 |  |  | 0:14 | 8081 | ZR8081 |  |  | 0:14 | 8081 | ZR8081 | 2011-03-20 | #REF! | #REF! | 2011-03-20 | #REF! | #REF! | 2011-03-20 | #REF! | #REF! | 2011-03-20 | #REF! | #REF!
|  | 0:14 | 8082 | ZR8082 |  |  | 0:14 | 8082 | ZR8082 |  |  | 0:14 | 8082 | ZR8082 |  |  | 0:14 | 8082 | ZR8082 | 2011-03-21 | #REF! | #REF! | 2011-03-21 | #REF! | #REF! | 2011-03-21 | #REF! | #REF! | 2011-03-21 | #REF! | #REF!
|  | 0:14 | 8083 | ZR8083 |  |  | 0:14 | 8083 | ZR8083 |  |  | 0:14 | 8083 | ZR8083 |  |  | 0:14 | 8083 | ZR8083 | 2011-03-22 | #REF! | #REF! | 2011-03-22 | #REF! | #REF! | 2011-03-22 | #REF! | #REF! | 2011-03-22 | #REF! | #REF!
|  | 0:14 | 8084 | ZR8084 |  |  | 0:14 | 8084 | ZR8084 |  |  | 0:14 | 8084 | ZR8084 |  |  | 0:14 | 8084 | ZR8084 | 2011-03-23 | #REF! | #REF! | 2011-03-23 | #REF! | #REF! | 2011-03-23 | #REF! | #REF! | 2011-03-23 | #REF! | #REF!
|  | 0:14 | 8085 | ZR8085 |  |  | 0:14 | 8085 | ZR8085 |  |  | 0:14 | 8085 | ZR8085 |  |  | 0:14 | 8085 | ZR8085 | 2011-03-24 | #REF! | #REF! | 2011-03-24 | #REF! | #REF! | 2011-03-24 | #REF! | #REF! | 2011-03-24 | #REF! | #REF!
|  | 0:14 | 8086 | ZR8086 |  |  | 0:14 | 8086 | ZR8086 |  |  | 0:14 | 8086 | ZR8086 |  |  | 0:14 | 8086 | ZR8086 | 2011-03-25 | #REF! | #REF! | 2011-03-25 | #REF! | #REF! | 2011-03-25 | #REF! | #REF! | 2011-03-25 | #REF! | #REF!
|  | 0:14 | 8087 | ZR8087 |  |  | 0:14 | 8087 | ZR8087 |  |  | 0:14 | 8087 | ZR8087 |  |  | 0:14 | 8087 | ZR8087 | 2011-03-26 | #REF! | #REF! | 2011-03-26 | #REF! | #REF! | 2011-03-26 | #REF! | #REF! | 2011-03-26 | #REF! | #REF!
|  | 0:15 | 8088 | ZR8088 |  |  | 0:15 | 8088 | ZR8088 |  |  | 0:15 | 8088 | ZR8088 |  |  | 0:15 | 8088 | ZR8088 | 2011-03-27 | #REF! | #REF! | 2011-03-27 | #REF! | #REF! | 2011-03-27 | #REF! | #REF! | 2011-03-27 | #REF! | #REF!
|  | 0:15 | 8089 | ZR8089 |  |  | 0:15 | 8089 | ZR8089 |  |  | 0:15 | 8089 | ZR8089 |  |  | 0:15 | 8089 | ZR8089 | 2011-03-28 | #REF! | #REF! | 2011-03-28 | #REF! | #REF! | 2011-03-28 | #REF! | #REF! | 2011-03-28 | #REF! | #REF!
|  | 0:15 | 8090 | ZR8090 |  |  | 0:15 | 8090 | ZR8090 |  |  | 0:15 | 8090 | ZR8090 |  |  | 0:15 | 8090 | ZR8090 | 2011-03-29 | #REF! | #REF! | 2011-03-29 | #REF! | #REF! | 2011-03-29 | #REF! | #REF! | 2011-03-29 | #REF! | #REF!
|  | 0:15 | 8091 | ZR8091 |  |  | 0:15 | 8091 | ZR8091 |  |  | 0:15 | 8091 | ZR8091 |  |  | 0:15 | 8091 | ZR8091 | 2011-03-30 | #REF! | #REF! | 2011-03-30 | #REF! | #REF! | 2011-03-30 | #REF! | #REF! | 2011-03-30 | #REF! | #REF!
|  | 0:15 | 8092 | ZR8092 |  |  | 0:15 | 8092 | ZR8092 |  |  | 0:15 | 8092 | ZR8092 |  |  | 0:15 | 8092 | ZR8092 | 2011-03-31 | #REF! | #REF! | 2011-03-31 | #REF! | #REF! | 2011-03-31 | #REF! | #REF! | 2011-03-31 | #REF! | #REF!
|  | 0:16 | 8093 | ZR8093 |  |  | 0:16 | 8093 | ZR8093 |  |  | 0:16 | 8093 | ZR8093 |  |  | 0:16 | 8093 | ZR8093 | 2011-04-01 | #REF! | #REF! | 2011-04-01 | #REF! | #REF! | 2011-04-01 | #REF! | #REF! | 2011-04-01 | #REF! | #REF!
|  | 0:16 | 8094 | ZR8094 |  |  | 0:16 | 8094 | ZR8094 |  |  | 0:16 | 8094 | ZR8094 |  |  | 0:16 | 8094 | ZR8094 | 2011-04-02 | #REF! | #REF! | 2011-04-02 | #REF! | #REF! | 2011-04-02 | #REF! | #REF! | 2011-04-02 | #REF! | #REF!
|  | 0:16 | 8095 | ZR8095 |  |  | 0:16 | 8095 | ZR8095 |  |  | 0:16 | 8095 | ZR8095 |  |  | 0:16 | 8095 | ZR8095 | 2011-04-03 | #REF! | #REF! | 2011-04-03 | #REF! | #REF! | 2011-04-03 | #REF! | #REF! | 2011-04-03 | #REF! | #REF!
|  | 0:16 | 8096 | ZR8096 |  |  | 0:16 | 8096 | ZR8096 |  |  | 0:16 | 8096 | ZR8096 |  |  | 0:16 | 8096 | ZR8096 | 2011-04-04 | #REF! | #REF! | 2011-04-04 | #REF! | #REF! | 2011-04-04 | #REF! | #REF! | 2011-04-04 | #REF! | #REF!
|  | 0:16 | 8097 | ZR8097 |  |  | 0:16 | 8097 | ZR8097 |  |  | 0:16 | 8097 | ZR8097 |  |  | 0:16 | 8097 | ZR8097 | 2011-04-05 | #REF! | #REF! | 2011-04-05 | #REF! | #REF! | 2011-04-05 | #REF! | #REF! | 2011-04-05 | #REF! | #REF!
|  | 0:16 | 8098 | ZR8098 |  |  | 0:16 | 8098 | ZR8098 |  |  | 0:16 | 8098 | ZR8098 |  |  | 0:16 | 8098 | ZR8098 | 2011-04-06 | #REF! | #REF! | 2011-04-06 | #REF! | #REF! | 2011-04-06 | #REF! | #REF! | 2011-04-06 | #REF! | #REF!
|  | 0:16 | 8099 | ZR8099 |  |  | 0:16 | 8099 | ZR8099 |  |  | 0:16 | 8099 | ZR8099 |  |  | 0:16 | 8099 | ZR8099 | 2011-04-07 | #REF! | #REF! | 2011-04-07 | #REF! | #REF! | 2011-04-07 | #REF! | #REF! | 2011-04-07 | #REF! | #REF!
|  | 0:17 | 8100 | ZR8100 |  |  | 0:17 | 8100 | ZR8100 |  |  | 0:17 | 8100 | ZR8100 |  |  | 0:17 | 8100 | ZR8100 | 2011-04-08 | #REF! | #REF! | 2011-04-08 | #REF! | #REF! | 2011-04-08 | #REF! | #REF! | 2011-04-08 | #REF! | #REF!
|  | 0:17 | 8101 | ZR8101 |  |  | 0:17 | 8101 | ZR8101 |  |  | 0:17 | 8101 | ZR8101 |  |  | 0:17 | 8101 | ZR8101 | 2011-04-09 | #REF! | #REF! | 2011-04-09 | #REF! | #REF! | 2011-04-09 | #REF! | #REF! | 2011-04-09 | #REF! | #REF!
|  | 0:17 | 8102 | ZR8102 |  |  | 0:17 | 8102 | ZR8102 |  |  | 0:17 | 8102 | ZR8102 |  |  | 0:17 | 8102 | ZR8102 | 2011-04-10 | #REF! | #REF! | 2011-04-10 | #REF! | #REF! | 2011-04-10 | #REF! | #REF! | 2011-04-10 | #REF! | #REF!
|  | 0:17 | 8103 | ZR8103 |  |  | 0:17 | 8103 | ZR8103 |  |  | 0:17 | 8103 | ZR8103 |  |  | 0:17 | 8103 | ZR8103 | 2011-04-11 | #REF! | #REF! | 2011-04-11 | #REF! | #REF! | 2011-04-11 | #REF! | #REF! | 2011-04-11 | #REF! | #REF!
|  | 0:17 | 8104 | ZR8104 |  |  | 0:17 | 8104 | ZR8104 |  |  | 0:17 | 8104 | ZR8104 |  |  | 0:17 | 8104 | ZR8104 | 2011-04-12 | #REF! | #REF! | 2011-04-12 | #REF! | #REF! | 2011-04-12 | #REF! | #REF! | 2011-04-12 | #REF! | #REF!
|  | 0:18 | 8105 | ZR8105 |  |  | 0:18 | 8105 | ZR8105 |  |  | 0:18 | 8105 | ZR8105 |  |  | 0:18 | 8105 | ZR8105 | 2011-04-13 | #REF! | #REF! | 2011-04-13 | #REF! | #REF! | 2011-04-13 | #REF! | #REF! | 2011-04-13 | #REF! | #REF!
|  | 0:18 | 8106 | ZR8106 |  |  | 0:18 | 8106 | ZR8106 |  |  | 0:18 | 8106 | ZR8106 |  |  | 0:18 | 8106 | ZR8106 | 2011-04-14 | #REF! | #REF! | 2011-04-14 | #REF! | #REF! | 2011-04-14 | #REF! | #REF! | 2011-04-14 | #REF! | #REF!
|  | 0:18 | 8107 | ZR8107 |  |  | 0:18 | 8107 | ZR8107 |  |  | 0:18 | 8107 | ZR8107 |  |  | 0:18 | 8107 | ZR8107 | 2011-04-15 | #REF! | #REF! | 2011-04-15 | #REF! | #REF! | 2011-04-15 | #REF! | #REF! | 2011-04-15 | #REF! | #REF!
|  | 0:18 | 8108 | ZR8108 |  |  | 0:18 | 8108 | ZR8108 |  |  | 0:18 | 8108 | ZR8108 |  |  | 0:18 | 8108 | ZR8108 | 2011-04-16 | #REF! | #REF! | 2011-04-16 | #REF! | #REF! | 2011-04-16 | #REF! | #REF! | 2011-04-16 | #REF! | #REF!
|  | 0:18 | 8109 | ZR8109 |  |  | 0:18 | 8109 | ZR8109 |  |  | 0:18 | 8109 | ZR8109 |  |  | 0:18 | 8109 | ZR8109 | 2011-04-17 | #REF! | #REF! | 2011-04-17 | #REF! | #REF! | 2011-04-17 | #REF! | #REF! | 2011-04-17 | #REF! | #REF!
|  | 0:18 | 8110 | ZR8110 |  |  | 0:18 | 8110 | ZR8110 |  |  | 0:18 | 8110 | ZR8110 |  |  | 0:18 | 8110 | ZR8110 | 2011-04-18 | #REF! | #REF! | 2011-04-18 | #REF! | #REF! | 2011-04-18 | #REF! | #REF! | 2011-04-18 | #REF! | #REF!
|  | 0:18 | 8111 | ZR8111 |  |  | 0:18 | 8111 | ZR8111 |  |  | 0:18 | 8111 | ZR8111 |  |  | 0:18 | 8111 | ZR8111 | 2011-04-19 | #REF! | #REF! | 2011-04-19 | #REF! | #REF! | 2011-04-19 | #REF! | #REF! | 2011-04-19 | #REF! | #REF!
|  | 0:19 | 8112 | ZR8112 |  |  | 0:19 | 8112 | ZR8112 |  |  | 0:19 | 8112 | ZR8112 |  |  | 0:19 | 8112 | ZR8112 | 2011-04-20 | #REF! | #REF! | 2011-04-20 | #REF! | #REF! | 2011-04-20 | #REF! | #REF! | 2011-04-20 | #REF! | #REF!
|  | 0:19 | 8113 | ZR8113 |  |  | 0:19 | 8113 | ZR8113 |  |  | 0:19 | 8113 | ZR8113 |  |  | 0:19 | 8113 | ZR8113 | 2011-04-21 | #REF! | #REF! | 2011-04-21 | #REF! | #REF! | 2011-04-21 | #REF! | #REF! | 2011-04-21 | #REF! | #REF!
|  | 0:19 | 8114 | ZR8114 |  |  | 0:19 | 8114 | ZR8114 |  |  | 0:19 | 8114 | ZR8114 |  |  | 0:19 | 8114 | ZR8114 | 2011-04-22 | #REF! | #REF! | 2011-04-22 | #REF! | #REF! | 2011-04-22 | #REF! | #REF! | 2011-04-22 | #REF! | #REF!
|  | 0:19 | 8115 | ZR8115 |  |  | 0:19 | 8115 | ZR8115 |  |  | 0:19 | 8115 | ZR8115 |  |  | 0:19 | 8115 | ZR8115 | 2011-04-23 | #REF! | #REF! | 2011-04-23 | #REF! | #REF! | 2011-04-23 | #REF! | #REF! | 2011-04-23 | #REF! | #REF!
|  | 0:19 | 8116 | ZR8116 |  |  | 0:19 | 8116 | ZR8116 |  |  | 0:19 | 8116 | ZR8116 |  |  | 0:19 | 8116 | ZR8116 | 2011-04-24 | #REF! | #REF! | 2011-04-24 | #REF! | #REF! | 2011-04-24 | #REF! | #REF! | 2011-04-24 | #REF! | #REF!
|  | 0:20 | 8117 | ZR8117 |  |  | 0:20 | 8117 | ZR8117 |  |  | 0:20 | 8117 | ZR8117 |  |  | 0:20 | 8117 | ZR8117 | 2011-04-25 | #REF! | #REF! | 2011-04-25 | #REF! | #REF! | 2011-04-25 | #REF! | #REF! | 2011-04-25 | #REF! | #REF!
|  | 0:20 | 8118 | ZR8118 |  |  | 0:20 | 8118 | ZR8118 |  |  | 0:20 | 8118 | ZR8118 |  |  | 0:20 | 8118 | ZR8118 | 2011-04-26 | #REF! | #REF! | 2011-04-26 | #REF! | #REF! | 2011-04-26 | #REF! | #REF! | 2011-04-26 | #REF! | #REF!
|  | 0:20 | 8119 | ZR8119 |  |  | 0:20 | 8119 | ZR8119 |  |  | 0:20 | 8119 | ZR8119 |  |  | 0:20 | 8119 | ZR8119 | 2011-04-27 | #REF! | #REF! | 2011-04-27 | #REF! | #REF! | 2011-04-27 | #REF! | #REF! | 2011-04-27 | #REF! | #REF!
|  | 0:20 | 8120 | ZR8120 |  |  | 0:20 | 8120 | ZR8120 |  |  | 0:20 | 8120 | ZR8120 |  |  | 0:20 | 8120 | ZR8120 | 2011-04-28 | #REF! | #REF! | 2011-04-28 | #REF! | #REF! | 2011-04-28 | #REF! | #REF! | 2011-04-28 | #REF! | #REF!
|  | 0:20 | 8121 | ZR8121 |  |  | 0:20 | 8121 | ZR8121 |  |  | 0:20 | 8121 | ZR8121 |  |  | 0:20 | 8121 | ZR8121 | 2011-04-29 | #REF! | #REF! | 2011-04-29 | #REF! | #REF! | 2011-04-29 | #REF! | #REF! | 2011-04-29 | #REF! | #REF!
|  | 0:20 | 8122 | ZR8122 |  |  | 0:20 | 8122 | ZR8122 |  |  | 0:20 | 8122 | ZR8122 |  |  | 0:20 | 8122 | ZR8122 | 2011-04-30 | #REF! | #REF! | 2011-04-30 | #REF! | #REF! | 2011-04-30 | #REF! | #REF! | 2011-04-30 | #REF! | #REF!
|  | 0:20 | 8123 | ZR8123 |  |  | 0:20 | 8123 | ZR8123 |  |  | 0:20 | 8123 | ZR8123 |  |  | 0:20 | 8123 | ZR8123 |  | #REF! | #REF! |  | #REF! | #REF! |  | #REF! | #REF! |  | #REF! | #REF!
|  | 0:21 | 8124 | ZR8124 |  |  | 0:21 | 8124 | ZR8124 |  |  | 0:21 | 8124 | ZR8124 |  |  | 0:21 | 8124 | ZR8124 | 2011-05-01 | #REF! | #REF! | 2011-05-01 | #REF! | #REF! | 2011-05-01 | #REF! | #REF! | 2011-05-01 | #REF! | #REF!
|  | 0:21 | 8125 | ZR8125 |  |  | 0:21 | 8125 | ZR8125 |  |  | 0:21 | 8125 | ZR8125 |  |  | 0:21 | 8125 | ZR8125 | 2011-05-02 | #REF! | #REF! | 2011-05-02 | #REF! | #REF! | 2011-05-02 | #REF! | #REF! | 2011-05-02 | #REF! | #REF!
|  | 0:21 | 8126 | ZR8126 |  |  | 0:21 | 8126 | ZR8126 |  |  | 0:21 | 8126 | ZR8126 |  |  | 0:21 | 8126 | ZR8126 | 2011-05-03 | #REF! | #REF! | 2011-05-03 | #REF! | #REF! | 2011-05-03 | #REF! | #REF! | 2011-05-03 | #REF! | #REF!
|  | 0:21 | 8127 | ZR8127 |  |  | 0:21 | 8127 | ZR8127 |  |  | 0:21 | 8127 | ZR8127 |  |  | 0:21 | 8127 | ZR8127 | 2011-05-04 | #REF! | #REF! | 2011-05-04 | #REF! | #REF! | 2011-05-04 | #REF! | #REF! | 2011-05-04 | #REF! | #REF!
|  | 0:21 | 8128 | ZR8128 |  |  | 0:21 | 8128 | ZR8128 |  |  | 0:21 | 8128 | ZR8128 |  |  | 0:21 | 8128 | ZR8128 | 2011-05-05 | #REF! | #REF! | 2011-05-05 | #REF! | #REF! | 2011-05-05 | #REF! | #REF! | 2011-05-05 | #REF! | #REF!
|  | 0:22 | 8129 | ZR8129 |  |  | 0:22 | 8129 | ZR8129 |  |  | 0:22 | 8129 | ZR8129 |  |  | 0:22 | 8129 | ZR8129 | 2011-05-06 | #REF! | #REF! | 2011-05-06 | #REF! | #REF! | 2011-05-06 | #REF! | #REF! | 2011-05-06 | #REF! | #REF!
|  | 0:22 | 8130 | ZR8130 |  |  | 0:22 | 8130 | ZR8130 |  |  | 0:22 | 8130 | ZR8130 |  |  | 0:22 | 8130 | ZR8130 | 2011-05-07 | #REF! | #REF! | 2011-05-07 | #REF! | #REF! | 2011-05-07 | #REF! | #REF! | 2011-05-07 | #REF! | #REF!
|  | 0:22 | 8131 | ZR8131 |  |  | 0:22 | 8131 | ZR8131 |  |  | 0:22 | 8131 | ZR8131 |  |  | 0:22 | 8131 | ZR8131 | 2011-05-08 | #REF! | #REF! | 2011-05-08 | #REF! | #REF! | 2011-05-08 | #REF! | #REF! | 2011-05-08 | #REF! | #REF!
|  | 0:22 | 8132 | ZR8132 |  |  | 0:22 | 8132 | ZR8132 |  |  | 0:22 | 8132 | ZR8132 |  |  | 0:22 | 8132 | ZR8132 | 2011-05-09 | #REF! | #REF! | 2011-05-09 | #REF! | #REF! | 2011-05-09 | #REF! | #REF! | 2011-05-09 | #REF! | #REF!
|  | 0:22 | 8133 | ZR8133 |  |  | 0:22 | 8133 | ZR8133 |  |  | 0:22 | 8133 | ZR8133 |  |  | 0:22 | 8133 | ZR8133 | 2011-05-10 | #REF! | #REF! | 2011-05-10 | #REF! | #REF! | 2011-05-10 | #REF! | #REF! | 2011-05-10 | #REF! | #REF!
|  | 0:22 | 8134 | ZR8134 |  |  | 0:22 | 8134 | ZR8134 |  |  | 0:22 | 8134 | ZR8134 |  |  | 0:22 | 8134 | ZR8134 | 2011-05-11 | #REF! | #REF! | 2011-05-11 | #REF! | #REF! | 2011-05-11 | #REF! | #REF! | 2011-05-11 | #REF! | #REF!
|  | 0:22 | 8135 | ZR8135 |  |  | 0:22 | 8135 | ZR8135 |  |  | 0:22 | 8135 | ZR8135 |  |  | 0:22 | 8135 | ZR8135 | 2011-05-12 | #REF! | #REF! | 2011-05-12 | #REF! | #REF! | 2011-05-12 | #REF! | #REF! | 2011-05-12 | #REF! | #REF!
|  | 0:23 | 8136 | ZR8136 |  |  | 0:23 | 8136 | ZR8136 |  |  | 0:23 | 8136 | ZR8136 |  |  | 0:23 | 8136 | ZR8136 | 2011-05-13 | #REF! | #REF! | 2011-05-13 | #REF! | #REF! | 2011-05-13 | #REF! | #REF! | 2011-05-13 | #REF! | #REF!
|  | 0:23 | 8137 | ZR8137 |  |  | 0:23 | 8137 | ZR8137 |  |  | 0:23 | 8137 | ZR8137 |  |  | 0:23 | 8137 | ZR8137 | 2011-05-14 | #REF! | #REF! | 2011-05-14 | #REF! | #REF! | 2011-05-14 | #REF! | #REF! | 2011-05-14 | #REF! | #REF!
|  | 0:23 | 8138 | ZR8138 |  |  | 0:23 | 8138 | ZR8138 |  |  | 0:23 | 8138 | ZR8138 |  |  | 0:23 | 8138 | ZR8138 | 2011-05-15 | #REF! | #REF! | 2011-05-15 | #REF! | #REF! | 2011-05-15 | #REF! | #REF! | 2011-05-15 | #REF! | #REF!
|  | 0:23 | 8139 | ZR8139 |  |  | 0:23 | 8139 | ZR8139 |  |  | 0:23 | 8139 | ZR8139 |  |  | 0:23 | 8139 | ZR8139 | 2011-05-16 | #REF! | #REF! | 2011-05-16 | #REF! | #REF! | 2011-05-16 | #REF! | #REF! | 2011-05-16 | #REF! | #REF!
|  | 0:23 | 8140 | ZR8140 |  |  | 0:23 | 8140 | ZR8140 |  |  | 0:23 | 8140 | ZR8140 |  |  | 0:23 | 8140 | ZR8140 | 2011-05-17 | #REF! | #REF! | 2011-05-17 | #REF! | #REF! | 2011-05-17 | #REF! | #REF! | 2011-05-17 | #REF! | #REF!
|  | 0:23 | 8141 | ZR8141 |  |  | 0:23 | 8141 | ZR8141 |  |  | 0:23 | 8141 | ZR8141 |  |  | 0:23 | 8141 | ZR8141 | 2011-05-18 | #REF! | #REF! | 2011-05-18 | #REF! | #REF! | 2011-05-18 | #REF! | #REF! | 2011-05-18 | #REF! | #REF!
|  | 0:24 | 8142 | ZR8142 |  |  | 0:24 | 8142 | ZR8142 |  |  | 0:24 | 8142 | ZR8142 |  |  | 0:24 | 8142 | ZR8142 | 2011-05-19 | #REF! | #REF! | 2011-05-19 | #REF! | #REF! | 2011-05-19 | #REF! | #REF! | 2011-05-19 | #REF! | #REF!
|  | 0:24 | 8143 | ZR8143 |  |  | 0:24 | 8143 | ZR8143 |  |  | 0:24 | 8143 | ZR8143 |  |  | 0:24 | 8143 | ZR8143 | 2011-05-20 | #REF! | #REF! | 2011-05-20 | #REF! | #REF! | 2011-05-20 | #REF! | #REF! | 2011-05-20 | #REF! | #REF!
|  | 0:24 | 8144 | ZR8144 |  |  | 0:24 | 8144 | ZR8144 |  |  | 0:24 | 8144 | ZR8144 |  |  | 0:24 | 8144 | ZR8144 | 2011-05-21 | #REF! | #REF! | 2011-05-21 | #REF! | #REF! | 2011-05-21 | #REF! | #REF! | 2011-05-21 | #REF! | #REF!
|  | 0:24 | 8145 | ZR8145 |  |  | 0:24 | 8145 | ZR8145 |  |  | 0:24 | 8145 | ZR8145 |  |  | 0:24 | 8145 | ZR8145 | 2011-05-22 | #REF! | #REF! | 2011-05-22 | #REF! | #REF! | 2011-05-22 | #REF! | #REF! | 2011-05-22 | #REF! | #REF!
|  | 0:24 | 8146 | ZR8146 |  |  | 0:24 | 8146 | ZR8146 |  |  | 0:24 | 8146 | ZR8146 |  |  | 0:24 | 8146 | ZR8146 | 2011-05-23 | #REF! | #REF! | 2011-05-23 | #REF! | #REF! | 2011-05-23 | #REF! | #REF! | 2011-05-23 | #REF! | #REF!
|  | 0:25 | 8147 | ZR8147 |  |  | 0:25 | 8147 | ZR8147 |  |  | 0:25 | 8147 | ZR8147 |  |  | 0:25 | 8147 | ZR8147 | 2011-05-24 | #REF! | #REF! | 2011-05-24 | #REF! | #REF! | 2011-05-24 | #REF! | #REF! | 2011-05-24 | #REF! | #REF!
|  | 0:25 | 8148 | ZR8148 |  |  | 0:25 | 8148 | ZR8148 |  |  | 0:25 | 8148 | ZR8148 |  |  | 0:25 | 8148 | ZR8148 | 2011-05-25 | #REF! | #REF! | 2011-05-25 | #REF! | #REF! | 2011-05-25 | #REF! | #REF! | 2011-05-25 | #REF! | #REF!
|  | 0:25 | 8149 | ZR8149 |  |  | 0:25 | 8149 | ZR8149 |  |  | 0:25 | 8149 | ZR8149 |  |  | 0:25 | 8149 | ZR8149 | 2011-05-26 | #REF! | #REF! | 2011-05-26 | #REF! | #REF! | 2011-05-26 | #REF! | #REF! | 2011-05-26 | #REF! | #REF!
|  | 0:25 | 8150 | ZR8150 |  |  | 0:25 | 8150 | ZR8150 |  |  | 0:25 | 8150 | ZR8150 |  |  | 0:25 | 8150 | ZR8150 | 2011-05-27 | #REF! | #REF! | 2011-05-27 | #REF! | #REF! | 2011-05-27 | #REF! | #REF! | 2011-05-27 | #REF! | #REF!
|  | 0:25 | 8151 | ZR8151 |  |  | 0:25 | 8151 | ZR8151 |  |  | 0:25 | 8151 | ZR8151 |  |  | 0:25 | 8151 | ZR8151 | 2011-05-28 | #REF! | #REF! | 2011-05-28 | #REF! | #REF! | 2011-05-28 | #REF! | #REF! | 2011-05-28 | #REF! | #REF!
|  | 0:25 | 8152 | ZR8152 |  |  | 0:25 | 8152 | ZR8152 |  |  | 0:25 | 8152 | ZR8152 |  |  | 0:25 | 8152 | ZR8152 | 2011-05-29 | #REF! | #REF! | 2011-05-29 | #REF! | #REF! | 2011-05-29 | #REF! | #REF! | 2011-05-29 | #REF! | #REF!
|  | 0:25 | 8153 | ZR8153 |  |  | 0:25 | 8153 | ZR8153 |  |  | 0:25 | 8153 | ZR8153 |  |  | 0:25 | 8153 | ZR8153 | 2011-05-30 | #REF! | #REF! | 2011-05-30 | #REF! | #REF! | 2011-05-30 | #REF! | #REF! | 2011-05-30 | #REF! | #REF!
|  | 0:26 | 8154 | ZR8154 |  |  | 0:26 | 8154 | ZR8154 |  |  | 0:26 | 8154 | ZR8154 |  |  | 0:26 | 8154 | ZR8154 | 2011-05-31 | #REF! | #REF! | 2011-05-31 | #REF! | #REF! | 2011-05-31 | #REF! | #REF! | 2011-05-31 | #REF! | #REF!
|  | 0:26 | 8155 | ZR8155 |  |  | 0:26 | 8155 | ZR8155 |  |  | 0:26 | 8155 | ZR8155 |  |  | 0:26 | 8155 | ZR8155 | 2011-06-01 | #REF! | #REF! | 2011-06-01 | #REF! | #REF! | 2011-06-01 | #REF! | #REF! | 2011-06-01 | #REF! | #REF!
|  | 0:26 | 8156 | ZR8156 |  |  | 0:26 | 8156 | ZR8156 |  |  | 0:26 | 8156 | ZR8156 |  |  | 0:26 | 8156 | ZR8156 | 2011-06-02 | #REF! | #REF! | 2011-06-02 | #REF! | #REF! | 2011-06-02 | #REF! | #REF! | 2011-06-02 | #REF! | #REF!
|  | 0:26 | 8157 | ZR8157 |  |  | 0:26 | 8157 | ZR8157 |  |  | 0:26 | 8157 | ZR8157 |  |  | 0:26 | 8157 | ZR8157 | 2011-06-03 | #REF! | #REF! | 2011-06-03 | #REF! | #REF! | 2011-06-03 | #REF! | #REF! | 2011-06-03 | #REF! | #REF!
|  | 0:26 | 8158 | ZR8158 |  |  | 0:26 | 8158 | ZR8158 |  |  | 0:26 | 8158 | ZR8158 |  |  | 0:26 | 8158 | ZR8158 | 2011-06-04 | #REF! | #REF! | 2011-06-04 | #REF! | #REF! | 2011-06-04 | #REF! | #REF! | 2011-06-04 | #REF! | #REF!
|  | 0:27 | 8159 | ZR8159 |  |  | 0:27 | 8159 | ZR8159 |  |  | 0:27 | 8159 | ZR8159 |  |  | 0:27 | 8159 | ZR8159 | 2011-06-05 | #REF! | #REF! | 2011-06-05 | #REF! | #REF! | 2011-06-05 | #REF! | #REF! | 2011-06-05 | #REF! | #REF!
|  | 0:27 | 8160 | ZR8160 |  |  | 0:27 | 8160 | ZR8160 |  |  | 0:27 | 8160 | ZR8160 |  |  | 0:27 | 8160 | ZR8160 | 2011-06-06 | #REF! | #REF! | 2011-06-06 | #REF! | #REF! | 2011-06-06 | #REF! | #REF! | 2011-06-06 | #REF! | #REF!
|  | 0:27 | 8161 | ZR8161 |  |  | 0:27 | 8161 | ZR8161 |  |  | 0:27 | 8161 | ZR8161 |  |  | 0:27 | 8161 | ZR8161 | 2011-06-07 | #REF! | #REF! | 2011-06-07 | #REF! | #REF! | 2011-06-07 | #REF! | #REF! | 2011-06-07 | #REF! | #REF!
|  | 0:27 | 8162 | ZR8162 |  |  | 0:27 | 8162 | ZR8162 |  |  | 0:27 | 8162 | ZR8162 |  |  | 0:27 | 8162 | ZR8162 | 2011-06-08 | #REF! | #REF! | 2011-06-08 | #REF! | #REF! | 2011-06-08 | #REF! | #REF! | 2011-06-08 | #REF! | #REF!
|  | 0:27 | 8163 | ZR8163 |  |  | 0:27 | 8163 | ZR8163 |  |  | 0:27 | 8163 | ZR8163 |  |  | 0:27 | 8163 | ZR8163 | 2011-06-09 | #REF! | #REF! | 2011-06-09 | #REF! | #REF! | 2011-06-09 | #REF! | #REF! | 2011-06-09 | #REF! | #REF!
|  | 0:27 | 8164 | ZR8164 |  |  | 0:27 | 8164 | ZR8164 |  |  | 0:27 | 8164 | ZR8164 |  |  | 0:27 | 8164 | ZR8164 | 2011-06-10 | #REF! | #REF! | 2011-06-10 | #REF! | #REF! | 2011-06-10 | #REF! | #REF! | 2011-06-10 | #REF! | #REF!
|  | 0:27 | 8165 | ZR8165 |  |  | 0:27 | 8165 | ZR8165 |  |  | 0:27 | 8165 | ZR8165 |  |  | 0:27 | 8165 | ZR8165 | 2011-06-11 | #REF! | #REF! | 2011-06-11 | #REF! | #REF! | 2011-06-11 | #REF! | #REF! | 2011-06-11 | #REF! | #REF!
|  | 0:28 | 8166 | ZR8166 |  |  | 0:28 | 8166 | ZR8166 |  |  | 0:28 | 8166 | ZR8166 |  |  | 0:28 | 8166 | ZR8166 | 2011-06-12 | #REF! | #REF! | 2011-06-12 | #REF! | #REF! | 2011-06-12 | #REF! | #REF! | 2011-06-12 | #REF! | #REF!
|  | 0:28 | 8167 | ZR8167 |  |  | 0:28 | 8167 | ZR8167 |  |  | 0:28 | 8167 | ZR8167 |  |  | 0:28 | 8167 | ZR8167 | 2011-06-13 | #REF! | #REF! | 2011-06-13 | #REF! | #REF! | 2011-06-13 | #REF! | #REF! | 2011-06-13 | #REF! | #REF!
|  | 0:28 | 8168 | ZR8168 |  |  | 0:28 | 8168 | ZR8168 |  |  | 0:28 | 8168 | ZR8168 |  |  | 0:28 | 8168 | ZR8168 | 2011-06-14 | #REF! | #REF! | 2011-06-14 | #REF! | #REF! | 2011-06-14 | #REF! | #REF! | 2011-06-14 | #REF! | #REF!
|  | 0:28 | 8169 | ZR8169 |  |  | 0:28 | 8169 | ZR8169 |  |  | 0:28 | 8169 | ZR8169 |  |  | 0:28 | 8169 | ZR8169 | 2011-06-15 | #REF! | #REF! | 2011-06-15 | #REF! | #REF! | 2011-06-15 | #REF! | #REF! | 2011-06-15 | #REF! | #REF!
|  | 0:28 | 8170 | ZR8170 |  |  | 0:28 | 8170 | ZR8170 |  |  | 0:28 | 8170 | ZR8170 |  |  | 0:28 | 8170 | ZR8170 | 2011-06-16 | #REF! | #REF! | 2011-06-16 | #REF! | #REF! | 2011-06-16 | #REF! | #REF! | 2011-06-16 | #REF! | #REF!
|  | 0:29 | 8171 | ZR8171 |  |  | 0:29 | 8171 | ZR8171 |  |  | 0:29 | 8171 | ZR8171 |  |  | 0:29 | 8171 | ZR8171 | 2011-06-17 | #REF! | #REF! | 2011-06-17 | #REF! | #REF! | 2011-06-17 | #REF! | #REF! | 2011-06-17 | #REF! | #REF!
|  | 0:29 | 8172 | ZR8172 |  |  | 0:29 | 8172 | ZR8172 |  |  | 0:29 | 8172 | ZR8172 |  |  | 0:29 | 8172 | ZR8172 | 2011-06-18 | #REF! | #REF! | 2011-06-18 | #REF! | #REF! | 2011-06-18 | #REF! | #REF! | 2011-06-18 | #REF! | #REF!
|  | 0:29 | 8173 | ZR8173 |  |  | 0:29 | 8173 | ZR8173 |  |  | 0:29 | 8173 | ZR8173 |  |  | 0:29 | 8173 | ZR8173 | 2011-06-19 | #REF! | #REF! | 2011-06-19 | #REF! | #REF! | 2011-06-19 | #REF! | #REF! | 2011-06-19 | #REF! | #REF!
|  | 0:29 | 8174 | ZR8174 |  |  | 0:29 | 8174 | ZR8174 |  |  | 0:29 | 8174 | ZR8174 |  |  | 0:29 | 8174 | ZR8174 | 2011-06-20 | #REF! | #REF! | 2011-06-20 | #REF! | #REF! | 2011-06-20 | #REF! | #REF! | 2011-06-20 | #REF! | #REF!
|  | 0:29 | 8175 | ZR8175 |  |  | 0:29 | 8175 | ZR8175 |  |  | 0:29 | 8175 | ZR8175 |  |  | 0:29 | 8175 | ZR8175 | 2011-06-21 | #REF! | #REF! | 2011-06-21 | #REF! | #REF! | 2011-06-21 | #REF! | #REF! | 2011-06-21 | #REF! | #REF!
|  | 0:29 | 8176 | ZR8176 |  |  | 0:29 | 8176 | ZR8176 |  |  | 0:29 | 8176 | ZR8176 |  |  | 0:29 | 8176 | ZR8176 | 2011-06-22 | #REF! | #REF! | 2011-06-22 | #REF! | #REF! | 2011-06-22 | #REF! | #REF! | 2011-06-22 | #REF! | #REF!
|  | 0:29 | 8177 | ZR8177 |  |  | 0:29 | 8177 | ZR8177 |  |  | 0:29 | 8177 | ZR8177 |  |  | 0:29 | 8177 | ZR8177 | 2011-06-23 | #REF! | #REF! | 2011-06-23 | #REF! | #REF! | 2011-06-23 | #REF! | #REF! | 2011-06-23 | #REF! | #REF!
|  | 0:30 | 8178 | ZR8178 |  |  | 0:30 | 8178 | ZR8178 |  |  | 0:30 | 8178 | ZR8178 |  |  | 0:30 | 8178 | ZR8178 | 2011-06-24 | #REF! | #REF! | 2011-06-24 | #REF! | #REF! | 2011-06-24 | #REF! | #REF! | 2011-06-24 | #REF! | #REF!
|  | 0:30 | 8179 | ZR8179 |  |  | 0:30 | 8179 | ZR8179 |  |  | 0:30 | 8179 | ZR8179 |  |  | 0:30 | 8179 | ZR8179 | 2011-06-25 | #REF! | #REF! | 2011-06-25 | #REF! | #REF! | 2011-06-25 | #REF! | #REF! | 2011-06-25 | #REF! | #REF!
|  | 0:30 | 8180 | ZR8180 |  |  | 0:30 | 8180 | ZR8180 |  |  | 0:30 | 8180 | ZR8180 |  |  | 0:30 | 8180 | ZR8180 | 2011-06-26 | #REF! | #REF! | 2011-06-26 | #REF! | #REF! | 2011-06-26 | #REF! | #REF! | 2011-06-26 | #REF! | #REF!
|  | 0:30 | 8181 | ZR8181 |  |  | 0:30 | 8181 | ZR8181 |  |  | 0:30 | 8181 | ZR8181 |  |  | 0:30 | 8181 | ZR8181 | 2011-06-27 | #REF! | #REF! | 2011-06-27 | #REF! | #REF! | 2011-06-27 | #REF! | #REF! | 2011-06-27 | #REF! | #REF!
|  | 0:30 | 8182 | ZR8182 |  |  | 0:30 | 8182 | ZR8182 |  |  | 0:30 | 8182 | ZR8182 |  |  | 0:30 | 8182 | ZR8182 | 2011-06-28 | #REF! | #REF! | 2011-06-28 | #REF! | #REF! | 2011-06-28 | #REF! | #REF! | 2011-06-28 | #REF! | #REF!
|  | 0:31 | 8183 | ZR8183 |  |  | 0:31 | 8183 | ZR8183 |  |  | 0:31 | 8183 | ZR8183 |  |  | 0:31 | 8183 | ZR8183 | 2011-06-29 | #REF! | #REF! | 2011-06-29 | #REF! | #REF! | 2011-06-29 | #REF! | #REF! | 2011-06-29 | #REF! | #REF!
|  | 0:31 | 8184 | ZR8184 |  |  | 0:31 | 8184 | ZR8184 |  |  | 0:31 | 8184 | ZR8184 |  |  | 0:31 | 8184 | ZR8184 | 2011-06-30 | #REF! | #REF! | 2011-06-30 | #REF! | #REF! | 2011-06-30 | #REF! | #REF! | 2011-06-30 | #REF! | #REF!
|  | 0:31 | 8185 | ZR8185 |  |  | 0:31 | 8185 | ZR8185 |  |  | 0:31 | 8185 | ZR8185 |  |  | 0:31 | 8185 | ZR8185 |  | #REF! | #REF! |  | #REF! | #REF! |  | #REF! | #REF! |  | #REF! | #REF!
|  | 0:31 | 8186 | ZR8186 |  |  | 0:31 | 8186 | ZR8186 |  |  | 0:31 | 8186 | ZR8186 |  |  | 0:31 | 8186 | ZR8186 | 2011-07-01 | #REF! | #REF! | 2011-07-01 | #REF! | #REF! | 2011-07-01 | #REF! | #REF! | 2011-07-01 | #REF! | #REF!
|  | 0:31 | 8187 | ZR8187 |  |  | 0:31 | 8187 | ZR8187 |  |  | 0:31 | 8187 | ZR8187 |  |  | 0:31 | 8187 | ZR8187 | 2011-07-02 | #REF! | #REF! | 2011-07-02 | #REF! | #REF! | 2011-07-02 | #REF! | #REF! | 2011-07-02 | #REF! | #REF!
|  | 0:31 | 8188 | ZR8188 |  |  | 0:31 | 8188 | ZR8188 |  |  | 0:31 | 8188 | ZR8188 |  |  | 0:31 | 8188 | ZR8188 | 2011-07-03 | #REF! | #REF! | 2011-07-03 | #REF! | #REF! | 2011-07-03 | #REF! | #REF! | 2011-07-03 | #REF! | #REF!
|  | 0:31 | 8189 | ZR8189 |  |  | 0:31 | 8189 | ZR8189 |  |  | 0:31 | 8189 | ZR8189 |  |  | 0:31 | 8189 | ZR8189 | 2011-07-04 | #REF! | #REF! | 2011-07-04 | #REF! | #REF! | 2011-07-04 | #REF! | #REF! | 2011-07-04 | #REF! | #REF!
|  | 0:32 | 8190 | ZR8190 |  |  | 0:32 | 8190 | ZR8190 |  |  | 0:32 | 8190 | ZR8190 |  |  | 0:32 | 8190 | ZR8190 | 2011-07-05 | #REF! | #REF! | 2011-07-05 | #REF! | #REF! | 2011-07-05 | #REF! | #REF! | 2011-07-05 | #REF! | #REF!
|  | 0:32 | 8191 | ZR8191 |  |  | 0:32 | 8191 | ZR8191 |  |  | 0:32 | 8191 | ZR8191 |  |  | 0:32 | 8191 | ZR8191 | 2011-07-06 | #REF! | #REF! | 2011-07-06 | #REF! | #REF! | 2011-07-06 | #REF! | #REF! | 2011-07-06 | #REF! | #REF!
|  | 0:32 | 8192 | ZR8192 |  |  | 0:32 | 8192 | ZR8192 |  |  | 0:32 | 8192 | ZR8192 |  |  | 0:32 | 8192 | ZR8192 | 2011-07-07 | #REF! | #REF! | 2011-07-07 | #REF! | #REF! | 2011-07-07 | #REF! | #REF! | 2011-07-07 | #REF! | #REF!
|  | 0:32 | 8193 | ZR8193 |  |  | 0:32 | 8193 | ZR8193 |  |  | 0:32 | 8193 | ZR8193 |  |  | 0:32 | 8193 | ZR8193 | 2011-07-08 | #REF! | #REF! | 2011-07-08 | #REF! | #REF! | 2011-07-08 | #REF! | #REF! | 2011-07-08 | #REF! | #REF!
|  | 0:32 | 8194 | ZR8194 |  |  | 0:32 | 8194 | ZR8194 |  |  | 0:32 | 8194 | ZR8194 |  |  | 0:32 | 8194 | ZR8194 | 2011-07-09 | #REF! | #REF! | 2011-07-09 | #REF! | #REF! | 2011-07-09 | #REF! | #REF! | 2011-07-09 | #REF! | #REF!
|  | 0:32 | 8195 | ZR8195 |  |  | 0:32 | 8195 | ZR8195 |  |  | 0:32 | 8195 | ZR8195 |  |  | 0:32 | 8195 | ZR8195 | 2011-07-10 | #REF! | #REF! | 2011-07-10 | #REF! | #REF! | 2011-07-10 | #REF! | #REF! | 2011-07-10 | #REF! | #REF!
|  | 0:33 | 8196 | ZR8196 |  |  | 0:33 | 8196 | ZR8196 |  |  | 0:33 | 8196 | ZR8196 |  |  | 0:33 | 8196 | ZR8196 | 2011-07-11 | #REF! | #REF! | 2011-07-11 | #REF! | #REF! | 2011-07-11 | #REF! | #REF! | 2011-07-11 | #REF! | #REF!
|  | 0:33 | 8197 | ZR8197 |  |  | 0:33 | 8197 | ZR8197 |  |  | 0:33 | 8197 | ZR8197 |  |  | 0:33 | 8197 | ZR8197 | 2011-07-12 | #REF! | #REF! | 2011-07-12 | #REF! | #REF! | 2011-07-12 | #REF! | #REF! | 2011-07-12 | #REF! | #REF!
|  | 0:33 | 8198 | ZR8198 |  |  | 0:33 | 8198 | ZR8198 |  |  | 0:33 | 8198 | ZR8198 |  |  | 0:33 | 8198 | ZR8198 | 2011-07-13 | #REF! | #REF! | 2011-07-13 | #REF! | #REF! | 2011-07-13 | #REF! | #REF! | 2011-07-13 | #REF! | #REF!
|  | 0:33 | 8199 | ZR8199 |  |  | 0:33 | 8199 | ZR8199 |  |  | 0:33 | 8199 | ZR8199 |  |  | 0:33 | 8199 | ZR8199 | 2011-07-14 | #REF! | #REF! | 2011-07-14 | #REF! | #REF! | 2011-07-14 | #REF! | #REF! | 2011-07-14 | #REF! | #REF!
|  | 0:33 | 8200 | ZR8200 |  |  | 0:33 | 8200 | ZR8200 |  |  | 0:33 | 8200 | ZR8200 |  |  | 0:33 | 8200 | ZR8200 | 2011-07-15 | #REF! | #REF! | 2011-07-15 | #REF! | #REF! | 2011-07-15 | #REF! | #REF! | 2011-07-15 | #REF! | #REF!
|  | 0:34 | 8201 | ZR8201 |  |  | 0:34 | 8201 | ZR8201 |  |  | 0:34 | 8201 | ZR8201 |  |  | 0:34 | 8201 | ZR8201 | 2011-07-16 | #REF! | #REF! | 2011-07-16 | #REF! | #REF! | 2011-07-16 | #REF! | #REF! | 2011-07-16 | #REF! | #REF!
|  | 0:34 | 8202 | ZR8202 |  |  | 0:34 | 8202 | ZR8202 |  |  | 0:34 | 8202 | ZR8202 |  |  | 0:34 | 8202 | ZR8202 | 2011-07-17 | #REF! | #REF! | 2011-07-17 | #REF! | #REF! | 2011-07-17 | #REF! | #REF! | 2011-07-17 | #REF! | #REF!
|  | 0:34 | 8203 | ZR8203 |  |  | 0:34 | 8203 | ZR8203 |  |  | 0:34 | 8203 | ZR8203 |  |  | 0:34 | 8203 | ZR8203 | 2011-07-18 | #REF! | #REF! | 2011-07-18 | #REF! | #REF! | 2011-07-18 | #REF! | #REF! | 2011-07-18 | #REF! | #REF!
|  | 0:34 | 8204 | ZR8204 |  |  | 0:34 | 8204 | ZR8204 |  |  | 0:34 | 8204 | ZR8204 |  |  | 0:34 | 8204 | ZR8204 | 2011-07-19 | #REF! | #REF! | 2011-07-19 | #REF! | #REF! | 2011-07-19 | #REF! | #REF! | 2011-07-19 | #REF! | #REF!
|  | 0:34 | 8205 | ZR8205 |  |  | 0:34 | 8205 | ZR8205 |  |  | 0:34 | 8205 | ZR8205 |  |  | 0:34 | 8205 | ZR8205 | 2011-07-20 | #REF! | #REF! | 2011-07-20 | #REF! | #REF! | 2011-07-20 | #REF! | #REF! | 2011-07-20 | #REF! | #REF!
|  | 0:34 | 8206 | ZR8206 |  |  | 0:34 | 8206 | ZR8206 |  |  | 0:34 | 8206 | ZR8206 |  |  | 0:34 | 8206 | ZR8206 | 2011-07-21 | #REF! | #REF! | 2011-07-21 | #REF! | #REF! | 2011-07-21 | #REF! | #REF! | 2011-07-21 | #REF! | #REF!
|  | 0:34 | 8207 | ZR8207 |  |  | 0:34 | 8207 | ZR8207 |  |  | 0:34 | 8207 | ZR8207 |  |  | 0:34 | 8207 | ZR8207 | 2011-07-22 | #REF! | #REF! | 2011-07-22 | #REF! | #REF! | 2011-07-22 | #REF! | #REF! | 2011-07-22 | #REF! | #REF!
|  | 0:35 | 8208 | ZR8208 |  |  | 0:35 | 8208 | ZR8208 |  |  | 0:35 | 8208 | ZR8208 |  |  | 0:35 | 8208 | ZR8208 | 2011-07-23 | #REF! | #REF! | 2011-07-23 | #REF! | #REF! | 2011-07-23 | #REF! | #REF! | 2011-07-23 | #REF! | #REF!
|  | 0:35 | 8209 | ZR8209 |  |  | 0:35 | 8209 | ZR8209 |  |  | 0:35 | 8209 | ZR8209 |  |  | 0:35 | 8209 | ZR8209 | 2011-07-24 | #REF! | #REF! | 2011-07-24 | #REF! | #REF! | 2011-07-24 | #REF! | #REF! | 2011-07-24 | #REF! | #REF!
|  | 0:35 | 8210 | ZR8210 |  |  | 0:35 | 8210 | ZR8210 |  |  | 0:35 | 8210 | ZR8210 |  |  | 0:35 | 8210 | ZR8210 | 2011-07-25 | #REF! | #REF! | 2011-07-25 | #REF! | #REF! | 2011-07-25 | #REF! | #REF! | 2011-07-25 | #REF! | #REF!
|  | 0:35 | 8211 | ZR8211 |  |  | 0:35 | 8211 | ZR8211 |  |  | 0:35 | 8211 | ZR8211 |  |  | 0:35 | 8211 | ZR8211 | 2011-07-26 | #REF! | #REF! | 2011-07-26 | #REF! | #REF! | 2011-07-26 | #REF! | #REF! | 2011-07-26 | #REF! | #REF!
|  | 0:35 | 8212 | ZR8212 |  |  | 0:35 | 8212 | ZR8212 |  |  | 0:35 | 8212 | ZR8212 |  |  | 0:35 | 8212 | ZR8212 | 2011-07-27 | #REF! | #REF! | 2011-07-27 | #REF! | #REF! | 2011-07-27 | #REF! | #REF! | 2011-07-27 | #REF! | #REF!
|  | 0:36 | 8213 | ZR8213 |  |  | 0:36 | 8213 | ZR8213 |  |  | 0:36 | 8213 | ZR8213 |  |  | 0:36 | 8213 | ZR8213 | 2011-07-28 | #REF! | #REF! | 2011-07-28 | #REF! | #REF! | 2011-07-28 | #REF! | #REF! | 2011-07-28 | #REF! | #REF!
|  | 0:36 | 8214 | ZR8214 |  |  | 0:36 | 8214 | ZR8214 |  |  | 0:36 | 8214 | ZR8214 |  |  | 0:36 | 8214 | ZR8214 | 2011-07-29 | #REF! | #REF! | 2011-07-29 | #REF! | #REF! | 2011-07-29 | #REF! | #REF! | 2011-07-29 | #REF! | #REF!
|  | 0:36 | 8215 | ZR8215 |  |  | 0:36 | 8215 | ZR8215 |  |  | 0:36 | 8215 | ZR8215 |  |  | 0:36 | 8215 | ZR8215 | 2011-07-30 | #REF! | #REF! | 2011-07-30 | #REF! | #REF! | 2011-07-30 | #REF! | #REF! | 2011-07-30 | #REF! | #REF!
|  | 0:36 | 8216 | ZR8216 |  |  | 0:36 | 8216 | ZR8216 |  |  | 0:36 | 8216 | ZR8216 |  |  | 0:36 | 8216 | ZR8216 | 2011-07-31 | #REF! | #REF! | 2011-07-31 | #REF! | #REF! | 2011-07-31 | #REF! | #REF! | 2011-07-31 | #REF! | #REF!
|  | 0:36 | 8217 | ZR8217 |  |  | 0:36 | 8217 | ZR8217 |  |  | 0:36 | 8217 | ZR8217 |  |  | 0:36 | 8217 | ZR8217 | 2011-08-01 | #REF! | #REF! | 2011-08-01 | #REF! | #REF! | 2011-08-01 | #REF! | #REF! | 2011-08-01 | #REF! | #REF!
|  | 0:36 | 8218 | ZR8218 |  |  | 0:36 | 8218 | ZR8218 |  |  | 0:36 | 8218 | ZR8218 |  |  | 0:36 | 8218 | ZR8218 | 2011-08-02 | #REF! | #REF! | 2011-08-02 | #REF! | #REF! | 2011-08-02 | #REF! | #REF! | 2011-08-02 | #REF! | #REF!
|  | 0:36 | 8219 | ZR8219 |  |  | 0:36 | 8219 | ZR8219 |  |  | 0:36 | 8219 | ZR8219 |  |  | 0:36 | 8219 | ZR8219 | 2011-08-03 | #REF! | #REF! | 2011-08-03 | #REF! | #REF! | 2011-08-03 | #REF! | #REF! | 2011-08-03 | #REF! | #REF!
|  | 0:37 | 8220 | ZR8220 |  |  | 0:37 | 8220 | ZR8220 |  |  | 0:37 | 8220 | ZR8220 |  |  | 0:37 | 8220 | ZR8220 | 2011-08-04 | #REF! | #REF! | 2011-08-04 | #REF! | #REF! | 2011-08-04 | #REF! | #REF! | 2011-08-04 | #REF! | #REF!
|  | 0:37 | 8221 | ZR8221 |  |  | 0:37 | 8221 | ZR8221 |  |  | 0:37 | 8221 | ZR8221 |  |  | 0:37 | 8221 | ZR8221 | 2011-08-05 | #REF! | #REF! | 2011-08-05 | #REF! | #REF! | 2011-08-05 | #REF! | #REF! | 2011-08-05 | #REF! | #REF!
|  | 0:37 | 8222 | ZR8222 |  |  | 0:37 | 8222 | ZR8222 |  |  | 0:37 | 8222 | ZR8222 |  |  | 0:37 | 8222 | ZR8222 | 2011-08-06 | #REF! | #REF! | 2011-08-06 | #REF! | #REF! | 2011-08-06 | #REF! | #REF! | 2011-08-06 | #REF! | #REF!
|  | 0:37 | 8223 | ZR8223 |  |  | 0:37 | 8223 | ZR8223 |  |  | 0:37 | 8223 | ZR8223 |  |  | 0:37 | 8223 | ZR8223 | 2011-08-07 | #REF! | #REF! | 2011-08-07 | #REF! | #REF! | 2011-08-07 | #REF! | #REF! | 2011-08-07 | #REF! | #REF!
|  | 0:37 | 8224 | ZR8224 |  |  | 0:37 | 8224 | ZR8224 |  |  | 0:37 | 8224 | ZR8224 |  |  | 0:37 | 8224 | ZR8224 | 2011-08-08 | #REF! | #REF! | 2011-08-08 | #REF! | #REF! | 2011-08-08 | #REF! | #REF! | 2011-08-08 | #REF! | #REF!
|  | 0:38 | 8225 | ZR8225 |  |  | 0:38 | 8225 | ZR8225 |  |  | 0:38 | 8225 | ZR8225 |  |  | 0:38 | 8225 | ZR8225 | 2011-08-09 | #REF! | #REF! | 2011-08-09 | #REF! | #REF! | 2011-08-09 | #REF! | #REF! | 2011-08-09 | #REF! | #REF!
|  | 0:38 | 8226 | ZR8226 |  |  | 0:38 | 8226 | ZR8226 |  |  | 0:38 | 8226 | ZR8226 |  |  | 0:38 | 8226 | ZR8226 | 2011-08-10 | #REF! | #REF! | 2011-08-10 | #REF! | #REF! | 2011-08-10 | #REF! | #REF! | 2011-08-10 | #REF! | #REF!
|  | 0:38 | 8227 | ZR8227 |  |  | 0:38 | 8227 | ZR8227 |  |  | 0:38 | 8227 | ZR8227 |  |  | 0:38 | 8227 | ZR8227 | 2011-08-11 | #REF! | #REF! | 2011-08-11 | #REF! | #REF! | 2011-08-11 | #REF! | #REF! | 2011-08-11 | #REF! | #REF!
|  | 0:38 | 8228 | ZR8228 |  |  | 0:38 | 8228 | ZR8228 |  |  | 0:38 | 8228 | ZR8228 |  |  | 0:38 | 8228 | ZR8228 | 2011-08-12 | #REF! | #REF! | 2011-08-12 | #REF! | #REF! | 2011-08-12 | #REF! | #REF! | 2011-08-12 | #REF! | #REF!
|  | 0:38 | 8229 | ZR8229 |  |  | 0:38 | 8229 | ZR8229 |  |  | 0:38 | 8229 | ZR8229 |  |  | 0:38 | 8229 | ZR8229 | 2011-08-13 | #REF! | #REF! | 2011-08-13 | #REF! | #REF! | 2011-08-13 | #REF! | #REF! | 2011-08-13 | #REF! | #REF!
|  | 0:38 | 8230 | ZR8230 |  |  | 0:38 | 8230 | ZR8230 |  |  | 0:38 | 8230 | ZR8230 |  |  | 0:38 | 8230 | ZR8230 | 2011-08-14 | #REF! | #REF! | 2011-08-14 | #REF! | #REF! | 2011-08-14 | #REF! | #REF! | 2011-08-14 | #REF! | #REF!
|  | 0:38 | 8231 | ZR8231 |  |  | 0:38 | 8231 | ZR8231 |  |  | 0:38 | 8231 | ZR8231 |  |  | 0:38 | 8231 | ZR8231 | 2011-08-15 | #REF! | #REF! | 2011-08-15 | #REF! | #REF! | 2011-08-15 | #REF! | #REF! | 2011-08-15 | #REF! | #REF!
|  | 0:39 | 8232 | ZR8232 |  |  | 0:39 | 8232 | ZR8232 |  |  | 0:39 | 8232 | ZR8232 |  |  | 0:39 | 8232 | ZR8232 | 2011-08-16 | #REF! | #REF! | 2011-08-16 | #REF! | #REF! | 2011-08-16 | #REF! | #REF! | 2011-08-16 | #REF! | #REF!
|  | 0:39 | 8233 | ZR8233 |  |  | 0:39 | 8233 | ZR8233 |  |  | 0:39 | 8233 | ZR8233 |  |  | 0:39 | 8233 | ZR8233 | 2011-08-17 | #REF! | #REF! | 2011-08-17 | #REF! | #REF! | 2011-08-17 | #REF! | #REF! | 2011-08-17 | #REF! | #REF!
|  | 0:39 | 8234 | ZR8234 |  |  | 0:39 | 8234 | ZR8234 |  |  | 0:39 | 8234 | ZR8234 |  |  | 0:39 | 8234 | ZR8234 | 2011-08-18 | #REF! | #REF! | 2011-08-18 | #REF! | #REF! | 2011-08-18 | #REF! | #REF! | 2011-08-18 | #REF! | #REF!
|  | 0:39 | 8235 | ZR8235 |  |  | 0:39 | 8235 | ZR8235 |  |  | 0:39 | 8235 | ZR8235 |  |  | 0:39 | 8235 | ZR8235 | 2011-08-19 | #REF! | #REF! | 2011-08-19 | #REF! | #REF! | 2011-08-19 | #REF! | #REF! | 2011-08-19 | #REF! | #REF!
|  | 0:39 | 8236 | ZR8236 |  |  | 0:39 | 8236 | ZR8236 |  |  | 0:39 | 8236 | ZR8236 |  |  | 0:39 | 8236 | ZR8236 | 2011-08-20 | #REF! | #REF! | 2011-08-20 | #REF! | #REF! | 2011-08-20 | #REF! | #REF! | 2011-08-20 | #REF! | #REF!
|  | 0:40 | 8237 | ZR8237 |  |  | 0:40 | 8237 | ZR8237 |  |  | 0:40 | 8237 | ZR8237 |  |  | 0:40 | 8237 | ZR8237 | 2011-08-21 | #REF! | #REF! | 2011-08-21 | #REF! | #REF! | 2011-08-21 | #REF! | #REF! | 2011-08-21 | #REF! | #REF!
|  | 0:40 | 8238 | ZR8238 |  |  | 0:40 | 8238 | ZR8238 |  |  | 0:40 | 8238 | ZR8238 |  |  | 0:40 | 8238 | ZR8238 | 2011-08-22 | #REF! | #REF! | 2011-08-22 | #REF! | #REF! | 2011-08-22 | #REF! | #REF! | 2011-08-22 | #REF! | #REF!
|  | 0:40 | 8239 | ZR8239 |  |  | 0:40 | 8239 | ZR8239 |  |  | 0:40 | 8239 | ZR8239 |  |  | 0:40 | 8239 | ZR8239 | 2011-08-23 | #REF! | #REF! | 2011-08-23 | #REF! | #REF! | 2011-08-23 | #REF! | #REF! | 2011-08-23 | #REF! | #REF!
|  | 0:40 | 8240 | ZR8240 |  |  | 0:40 | 8240 | ZR8240 |  |  | 0:40 | 8240 | ZR8240 |  |  | 0:40 | 8240 | ZR8240 | 2011-08-24 | #REF! | #REF! | 2011-08-24 | #REF! | #REF! | 2011-08-24 | #REF! | #REF! | 2011-08-24 | #REF! | #REF!
|  | 0:40 | 8241 | ZR8241 |  |  | 0:40 | 8241 | ZR8241 |  |  | 0:40 | 8241 | ZR8241 |  |  | 0:40 | 8241 | ZR8241 | 2011-08-25 | #REF! | #REF! | 2011-08-25 | #REF! | #REF! | 2011-08-25 | #REF! | #REF! | 2011-08-25 | #REF! | #REF!
|  | 0:40 | 8242 | ZR8242 |  |  | 0:40 | 8242 | ZR8242 |  |  | 0:40 | 8242 | ZR8242 |  |  | 0:40 | 8242 | ZR8242 | 2011-08-26 | #REF! | #REF! | 2011-08-26 | #REF! | #REF! | 2011-08-26 | #REF! | #REF! | 2011-08-26 | #REF! | #REF!
|  | 0:40 | 8243 | ZR8243 |  |  | 0:40 | 8243 | ZR8243 |  |  | 0:40 | 8243 | ZR8243 |  |  | 0:40 | 8243 | ZR8243 | 2011-08-27 | #REF! | #REF! | 2011-08-27 | #REF! | #REF! | 2011-08-27 | #REF! | #REF! | 2011-08-27 | #REF! | #REF!
|  | 0:41 | 8244 | ZR8244 |  |  | 0:41 | 8244 | ZR8244 |  |  | 0:41 | 8244 | ZR8244 |  |  | 0:41 | 8244 | ZR8244 | 2011-08-28 | #REF! | #REF! | 2011-08-28 | #REF! | #REF! | 2011-08-28 | #REF! | #REF! | 2011-08-28 | #REF! | #REF!
|  | 0:41 | 8245 | ZR8245 |  |  | 0:41 | 8245 | ZR8245 |  |  | 0:41 | 8245 | ZR8245 |  |  | 0:41 | 8245 | ZR8245 | 2011-08-29 | #REF! | #REF! | 2011-08-29 | #REF! | #REF! | 2011-08-29 | #REF! | #REF! | 2011-08-29 | #REF! | #REF!
|  | 0:41 | 8246 | ZR8246 |  |  | 0:41 | 8246 | ZR8246 |  |  | 0:41 | 8246 | ZR8246 |  |  | 0:41 | 8246 | ZR8246 | 2011-08-30 | #REF! | #REF! | 2011-08-30 | #REF! | #REF! | 2011-08-30 | #REF! | #REF! | 2011-08-30 | #REF! | #REF!
|  | 0:41 | 8247 | ZR8247 |  |  | 0:41 | 8247 | ZR8247 |  |  | 0:41 | 8247 | ZR8247 |  |  | 0:41 | 8247 | ZR8247 | 2011-08-31 | #REF! | #REF! | 2011-08-31 | #REF! | #REF! | 2011-08-31 | #REF! | #REF! | 2011-08-31 | #REF! | #REF!
|  | 0:41 | 8248 | ZR8248 |  |  | 0:41 | 8248 | ZR8248 |  |  | 0:41 | 8248 | ZR8248 |  |  | 0:41 | 8248 | ZR8248 | 2011-09-01 | #REF! | #REF! | 2011-09-01 | #REF! | #REF! | 2011-09-01 | #REF! | #REF! | 2011-09-01 | #REF! | #REF!
|  | 0:41 | 8249 | ZR8249 |  |  | 0:41 | 8249 | ZR8249 |  |  | 0:41 | 8249 | ZR8249 |  |  | 0:41 | 8249 | ZR8249 | 2011-09-02 | #REF! | #REF! | 2011-09-02 | #REF! | #REF! | 2011-09-02 | #REF! | #REF! | 2011-09-02 | #REF! | #REF!
|  | 0:42 | 8250 | ZR8250 |  |  | 0:42 | 8250 | ZR8250 |  |  | 0:42 | 8250 | ZR8250 |  |  | 0:42 | 8250 | ZR8250 | 2011-09-03 | #REF! | #REF! | 2011-09-03 | #REF! | #REF! | 2011-09-03 | #REF! | #REF! | 2011-09-03 | #REF! | #REF!
|  | 0:42 | 8251 | ZR8251 |  |  | 0:42 | 8251 | ZR8251 |  |  | 0:42 | 8251 | ZR8251 |  |  | 0:42 | 8251 | ZR8251 | 2011-09-04 | #REF! | #REF! | 2011-09-04 | #REF! | #REF! | 2011-09-04 | #REF! | #REF! | 2011-09-04 | #REF! | #REF!
|  | 0:42 | 8252 | ZR8252 |  |  | 0:42 | 8252 | ZR8252 |  |  | 0:42 | 8252 | ZR8252 |  |  | 0:42 | 8252 | ZR8252 | 2011-09-05 | #REF! | #REF! | 2011-09-05 | #REF! | #REF! | 2011-09-05 | #REF! | #REF! | 2011-09-05 | #REF! | #REF!
|  | 0:42 | 8253 | ZR8253 |  |  | 0:42 | 8253 | ZR8253 |  |  | 0:42 | 8253 | ZR8253 |  |  | 0:42 | 8253 | ZR8253 | 2011-09-06 | #REF! | #REF! | 2011-09-06 | #REF! | #REF! | 2011-09-06 | #REF! | #REF! | 2011-09-06 | #REF! | #REF!
|  | 0:42 | 8254 | ZR8254 |  |  | 0:42 | 8254 | ZR8254 |  |  | 0:42 | 8254 | ZR8254 |  |  | 0:42 | 8254 | ZR8254 | 2011-09-07 | #REF! | #REF! | 2011-09-07 | #REF! | #REF! | 2011-09-07 | #REF! | #REF! | 2011-09-07 | #REF! | #REF!
|  | 0:43 | 8255 | ZR8255 |  |  | 0:43 | 8255 | ZR8255 |  |  | 0:43 | 8255 | ZR8255 |  |  | 0:43 | 8255 | ZR8255 | 2011-09-08 | #REF! | #REF! | 2011-09-08 | #REF! | #REF! | 2011-09-08 | #REF! | #REF! | 2011-09-08 | #REF! | #REF!
|  | 0:43 | 8256 | ZR8256 |  |  | 0:43 | 8256 | ZR8256 |  |  | 0:43 | 8256 | ZR8256 |  |  | 0:43 | 8256 | ZR8256 | 2011-09-09 | #REF! | #REF! | 2011-09-09 | #REF! | #REF! | 2011-09-09 | #REF! | #REF! | 2011-09-09 | #REF! | #REF!
|  | 0:43 | 8257 | ZR8257 |  |  | 0:43 | 8257 | ZR8257 |  |  | 0:43 | 8257 | ZR8257 |  |  | 0:43 | 8257 | ZR8257 | 2011-09-10 | #REF! | #REF! | 2011-09-10 | #REF! | #REF! | 2011-09-10 | #REF! | #REF! | 2011-09-10 | #REF! | #REF!
|  | 0:43 | 8258 | ZR8258 |  |  | 0:43 | 8258 | ZR8258 |  |  | 0:43 | 8258 | ZR8258 |  |  | 0:43 | 8258 | ZR8258 | 2011-09-11 | #REF! | #REF! | 2011-09-11 | #REF! | #REF! | 2011-09-11 | #REF! | #REF! | 2011-09-11 | #REF! | #REF!
|  | 0:43 | 8259 | ZR8259 |  |  | 0:43 | 8259 | ZR8259 |  |  | 0:43 | 8259 | ZR8259 |  |  | 0:43 | 8259 | ZR8259 | 2011-09-12 | #REF! | #REF! | 2011-09-12 | #REF! | #REF! | 2011-09-12 | #REF! | #REF! | 2011-09-12 | #REF! | #REF!
|  | 0:43 | 8260 | ZR8260 |  |  | 0:43 | 8260 | ZR8260 |  |  | 0:43 | 8260 | ZR8260 |  |  | 0:43 | 8260 | ZR8260 | 2011-09-13 | #REF! | #REF! | 2011-09-13 | #REF! | #REF! | 2011-09-13 | #REF! | #REF! | 2011-09-13 | #REF! | #REF!
|  | 0:43 | 8261 | ZR8261 |  |  | 0:43 | 8261 | ZR8261 |  |  | 0:43 | 8261 | ZR8261 |  |  | 0:43 | 8261 | ZR8261 | 2011-09-14 | #REF! | #REF! | 2011-09-14 | #REF! | #REF! | 2011-09-14 | #REF! | #REF! | 2011-09-14 | #REF! | #REF!
|  | 0:44 | 8262 | ZR8262 |  |  | 0:44 | 8262 | ZR8262 |  |  | 0:44 | 8262 | ZR8262 |  |  | 0:44 | 8262 | ZR8262 | 2011-09-15 | #REF! | #REF! | 2011-09-15 | #REF! | #REF! | 2011-09-15 | #REF! | #REF! | 2011-09-15 | #REF! | #REF!
|  | 0:44 | 8263 | ZR8263 |  |  | 0:44 | 8263 | ZR8263 |  |  | 0:44 | 8263 | ZR8263 |  |  | 0:44 | 8263 | ZR8263 | 2011-09-16 | #REF! | #REF! | 2011-09-16 | #REF! | #REF! | 2011-09-16 | #REF! | #REF! | 2011-09-16 | #REF! | #REF!
|  | 0:44 | 8264 | ZR8264 |  |  | 0:44 | 8264 | ZR8264 |  |  | 0:44 | 8264 | ZR8264 |  |  | 0:44 | 8264 | ZR8264 | 2011-09-17 | #REF! | #REF! | 2011-09-17 | #REF! | #REF! | 2011-09-17 | #REF! | #REF! | 2011-09-17 | #REF! | #REF!
|  | 0:44 | 8265 | ZR8265 |  |  | 0:44 | 8265 | ZR8265 |  |  | 0:44 | 8265 | ZR8265 |  |  | 0:44 | 8265 | ZR8265 | 2011-09-18 | #REF! | #REF! | 2011-09-18 | #REF! | #REF! | 2011-09-18 | #REF! | #REF! | 2011-09-18 | #REF! | #REF!
|  | 0:44 | 8266 | ZR8266 |  |  | 0:44 | 8266 | ZR8266 |  |  | 0:44 | 8266 | ZR8266 |  |  | 0:44 | 8266 | ZR8266 | 2011-09-19 | #REF! | #REF! | 2011-09-19 | #REF! | #REF! | 2011-09-19 | #REF! | #REF! | 2011-09-19 | #REF! | #REF!
|  | 0:45 | 8267 | ZR8267 |  |  | 0:45 | 8267 | ZR8267 |  |  | 0:45 | 8267 | ZR8267 |  |  | 0:45 | 8267 | ZR8267 | 2011-09-20 | #REF! | #REF! | 2011-09-20 | #REF! | #REF! | 2011-09-20 | #REF! | #REF! | 2011-09-20 | #REF! | #REF!
|  | 0:45 | 8268 | ZR8268 |  |  | 0:45 | 8268 | ZR8268 |  |  | 0:45 | 8268 | ZR8268 |  |  | 0:45 | 8268 | ZR8268 | 2011-09-21 | #REF! | #REF! | 2011-09-21 | #REF! | #REF! | 2011-09-21 | #REF! | #REF! | 2011-09-21 | #REF! | #REF!
|  | 0:45 | 8269 | ZR8269 |  |  | 0:45 | 8269 | ZR8269 |  |  | 0:45 | 8269 | ZR8269 |  |  | 0:45 | 8269 | ZR8269 | 2011-09-22 | #REF! | #REF! | 2011-09-22 | #REF! | #REF! | 2011-09-22 | #REF! | #REF! | 2011-09-22 | #REF! | #REF!
|  | 0:45 | 8270 | ZR8270 |  |  | 0:45 | 8270 | ZR8270 |  |  | 0:45 | 8270 | ZR8270 |  |  | 0:45 | 8270 | ZR8270 | 2011-09-23 | #REF! | #REF! | 2011-09-23 | #REF! | #REF! | 2011-09-23 | #REF! | #REF! | 2011-09-23 | #REF! | #REF!
|  | 0:45 | 8271 | ZR8271 |  |  | 0:45 | 8271 | ZR8271 |  |  | 0:45 | 8271 | ZR8271 |  |  | 0:45 | 8271 | ZR8271 | 2011-09-24 | #REF! | #REF! | 2011-09-24 | #REF! | #REF! | 2011-09-24 | #REF! | #REF! | 2011-09-24 | #REF! | #REF!
|  | 0:45 | 8272 | ZR8272 |  |  | 0:45 | 8272 | ZR8272 |  |  | 0:45 | 8272 | ZR8272 |  |  | 0:45 | 8272 | ZR8272 | 2011-09-25 | #REF! | #REF! | 2011-09-25 | #REF! | #REF! | 2011-09-25 | #REF! | #REF! | 2011-09-25 | #REF! | #REF!
|  | 0:45 | 8273 | ZR8273 |  |  | 0:45 | 8273 | ZR8273 |  |  | 0:45 | 8273 | ZR8273 |  |  | 0:45 | 8273 | ZR8273 | 2011-09-26 | #REF! | #REF! | 2011-09-26 | #REF! | #REF! | 2011-09-26 | #REF! | #REF! | 2011-09-26 | #REF! | #REF!
|  | 0:46 | 8274 | ZR8274 |  |  | 0:46 | 8274 | ZR8274 |  |  | 0:46 | 8274 | ZR8274 |  |  | 0:46 | 8274 | ZR8274 | 2011-09-27 | #REF! | #REF! | 2011-09-27 | #REF! | #REF! | 2011-09-27 | #REF! | #REF! | 2011-09-27 | #REF! | #REF!
|  | 0:46 | 8275 | ZR8275 |  |  | 0:46 | 8275 | ZR8275 |  |  | 0:46 | 8275 | ZR8275 |  |  | 0:46 | 8275 | ZR8275 | 2011-09-28 | #REF! | #REF! | 2011-09-28 | #REF! | #REF! | 2011-09-28 | #REF! | #REF! | 2011-09-28 | #REF! | #REF!
|  | 0:46 | 8276 | ZR8276 |  |  | 0:46 | 8276 | ZR8276 |  |  | 0:46 | 8276 | ZR8276 |  |  | 0:46 | 8276 | ZR8276 | 2011-09-29 | #REF! | #REF! | 2011-09-29 | #REF! | #REF! | 2011-09-29 | #REF! | #REF! | 2011-09-29 | #REF! | #REF!
|  | 0:46 | 8277 | ZR8277 |  |  | 0:46 | 8277 | ZR8277 |  |  | 0:46 | 8277 | ZR8277 |  |  | 0:46 | 8277 | ZR8277 | 2011-09-30 | #REF! | #REF! | 2011-09-30 | #REF! | #REF! | 2011-09-30 | #REF! | #REF! | 2011-09-30 | #REF! | #REF!
|  | 0:46 | 8278 | ZR8278 |  |  | 0:46 | 8278 | ZR8278 |  |  | 0:46 | 8278 | ZR8278 |  |  | 0:46 | 8278 | ZR8278 |  | #REF! | #REF! |  | #REF! | #REF! |  | #REF! | #REF! |  | #REF! | #REF!
|  | 0:47 | 8279 | ZR8279 |  |  | 0:47 | 8279 | ZR8279 |  |  | 0:47 | 8279 | ZR8279 |  |  | 0:47 | 8279 | ZR8279 | 2011-10-01 | #REF! | #REF! | 2011-10-01 | #REF! | #REF! | 2011-10-01 | #REF! | #REF! | 2011-10-01 | #REF! | #REF!
|  | 0:47 | 8280 | ZR8280 |  |  | 0:47 | 8280 | ZR8280 |  |  | 0:47 | 8280 | ZR8280 |  |  | 0:47 | 8280 | ZR8280 | 2011-10-02 | #REF! | #REF! | 2011-10-02 | #REF! | #REF! | 2011-10-02 | #REF! | #REF! | 2011-10-02 | #REF! | #REF!
|  | 0:47 | 8281 | ZR8281 |  |  | 0:47 | 8281 | ZR8281 |  |  | 0:47 | 8281 | ZR8281 |  |  | 0:47 | 8281 | ZR8281 | 2011-10-03 | #REF! | #REF! | 2011-10-03 | #REF! | #REF! | 2011-10-03 | #REF! | #REF! | 2011-10-03 | #REF! | #REF!
|  | 0:47 | 8282 | ZR8282 |  |  | 0:47 | 8282 | ZR8282 |  |  | 0:47 | 8282 | ZR8282 |  |  | 0:47 | 8282 | ZR8282 | 2011-10-04 | #REF! | #REF! | 2011-10-04 | #REF! | #REF! | 2011-10-04 | #REF! | #REF! | 2011-10-04 | #REF! | #REF!
|  | 0:47 | 8283 | ZR8283 |  |  | 0:47 | 8283 | ZR8283 |  |  | 0:47 | 8283 | ZR8283 |  |  | 0:47 | 8283 | ZR8283 | 2011-10-05 | #REF! | #REF! | 2011-10-05 | #REF! | #REF! | 2011-10-05 | #REF! | #REF! | 2011-10-05 | #REF! | #REF!
|  | 0:47 | 8284 | ZR8284 |  |  | 0:47 | 8284 | ZR8284 |  |  | 0:47 | 8284 | ZR8284 |  |  | 0:47 | 8284 | ZR8284 | 2011-10-06 | #REF! | #REF! | 2011-10-06 | #REF! | #REF! | 2011-10-06 | #REF! | #REF! | 2011-10-06 | #REF! | #REF!
|  | 0:47 | 8285 | ZR8285 |  |  | 0:47 | 8285 | ZR8285 |  |  | 0:47 | 8285 | ZR8285 |  |  | 0:47 | 8285 | ZR8285 | 2011-10-07 | #REF! | #REF! | 2011-10-07 | #REF! | #REF! | 2011-10-07 | #REF! | #REF! | 2011-10-07 | #REF! | #REF!
|  | 0:48 | 8286 | ZR8286 |  |  | 0:48 | 8286 | ZR8286 |  |  | 0:48 | 8286 | ZR8286 |  |  | 0:48 | 8286 | ZR8286 | 2011-10-08 | #REF! | #REF! | 2011-10-08 | #REF! | #REF! | 2011-10-08 | #REF! | #REF! | 2011-10-08 | #REF! | #REF!
|  | 0:48 | 8287 | ZR8287 |  |  | 0:48 | 8287 | ZR8287 |  |  | 0:48 | 8287 | ZR8287 |  |  | 0:48 | 8287 | ZR8287 | 2011-10-09 | #REF! | #REF! | 2011-10-09 | #REF! | #REF! | 2011-10-09 | #REF! | #REF! | 2011-10-09 | #REF! | #REF!
|  | 0:48 | 8288 | ZR8288 |  |  | 0:48 | 8288 | ZR8288 |  |  | 0:48 | 8288 | ZR8288 |  |  | 0:48 | 8288 | ZR8288 | 2011-10-10 | #REF! | #REF! | 2011-10-10 | #REF! | #REF! | 2011-10-10 | #REF! | #REF! | 2011-10-10 | #REF! | #REF!
|  | 0:48 | 8289 | ZR8289 |  |  | 0:48 | 8289 | ZR8289 |  |  | 0:48 | 8289 | ZR8289 |  |  | 0:48 | 8289 | ZR8289 | 2011-10-11 | #REF! | #REF! | 2011-10-11 | #REF! | #REF! | 2011-10-11 | #REF! | #REF! | 2011-10-11 | #REF! | #REF!
|  | 0:48 | 8290 | ZR8290 |  |  | 0:48 | 8290 | ZR8290 |  |  | 0:48 | 8290 | ZR8290 |  |  | 0:48 | 8290 | ZR8290 | 2011-10-12 | #REF! | #REF! | 2011-10-12 | #REF! | #REF! | 2011-10-12 | #REF! | #REF! | 2011-10-12 | #REF! | #REF!
|  | 0:49 | 8291 | ZR8291 |  |  | 0:49 | 8291 | ZR8291 |  |  | 0:49 | 8291 | ZR8291 |  |  | 0:49 | 8291 | ZR8291 | 2011-10-13 | #REF! | #REF! | 2011-10-13 | #REF! | #REF! | 2011-10-13 | #REF! | #REF! | 2011-10-13 | #REF! | #REF!
|  | 0:49 | 8292 | ZR8292 |  |  | 0:49 | 8292 | ZR8292 |  |  | 0:49 | 8292 | ZR8292 |  |  | 0:49 | 8292 | ZR8292 | 2011-10-14 | #REF! | #REF! | 2011-10-14 | #REF! | #REF! | 2011-10-14 | #REF! | #REF! | 2011-10-14 | #REF! | #REF!
|  | 0:49 | 8293 | ZR8293 |  |  | 0:49 | 8293 | ZR8293 |  |  | 0:49 | 8293 | ZR8293 |  |  | 0:49 | 8293 | ZR8293 | 2011-10-15 | #REF! | #REF! | 2011-10-15 | #REF! | #REF! | 2011-10-15 | #REF! | #REF! | 2011-10-15 | #REF! | #REF!
|  | 0:49 | 8294 | ZR8294 |  |  | 0:49 | 8294 | ZR8294 |  |  | 0:49 | 8294 | ZR8294 |  |  | 0:49 | 8294 | ZR8294 | 2011-10-16 | #REF! | #REF! | 2011-10-16 | #REF! | #REF! | 2011-10-16 | #REF! | #REF! | 2011-10-16 | #REF! | #REF!
|  | 0:49 | 8295 | ZR8295 |  |  | 0:49 | 8295 | ZR8295 |  |  | 0:49 | 8295 | ZR8295 |  |  | 0:49 | 8295 | ZR8295 | 2011-10-17 | #REF! | #REF! | 2011-10-17 | #REF! | #REF! | 2011-10-17 | #REF! | #REF! | 2011-10-17 | #REF! | #REF!
|  | 0:49 | 8296 | ZR8296 |  |  | 0:49 | 8296 | ZR8296 |  |  | 0:49 | 8296 | ZR8296 |  |  | 0:49 | 8296 | ZR8296 | 2011-10-18 | #REF! | #REF! | 2011-10-18 | #REF! | #REF! | 2011-10-18 | #REF! | #REF! | 2011-10-18 | #REF! | #REF!
|  | 0:50 | 8297 | ZR8297 |  |  | 0:50 | 8297 | ZR8297 |  |  | 0:50 | 8297 | ZR8297 |  |  | 0:50 | 8297 | ZR8297 | 2011-10-19 | #REF! | #REF! | 2011-10-19 | #REF! | #REF! | 2011-10-19 | #REF! | #REF! | 2011-10-19 | #REF! | #REF!
|  | 0:50 | 8298 | ZR8298 |  |  | 0:50 | 8298 | ZR8298 |  |  | 0:50 | 8298 | ZR8298 |  |  | 0:50 | 8298 | ZR8298 | 2011-10-20 | #REF! | #REF! | 2011-10-20 | #REF! | #REF! | 2011-10-20 | #REF! | #REF! | 2011-10-20 | #REF! | #REF!
|  | 0:50 | 8299 | ZR8299 |  |  | 0:50 | 8299 | ZR8299 |  |  | 0:50 | 8299 | ZR8299 |  |  | 0:50 | 8299 | ZR8299 | 2011-10-21 | #REF! | #REF! | 2011-10-21 | #REF! | #REF! | 2011-10-21 | #REF! | #REF! | 2011-10-21 | #REF! | #REF!
|  | 0:50 | 8300 | ZR8300 |  |  | 0:50 | 8300 | ZR8300 |  |  | 0:50 | 8300 | ZR8300 |  |  | 0:50 | 8300 | ZR8300 | 2011-10-22 | #REF! | #REF! | 2011-10-22 | #REF! | #REF! | 2011-10-22 | #REF! | #REF! | 2011-10-22 | #REF! | #REF!
|  | 0:50 | 8301 | ZR8301 |  |  | 0:50 | 8301 | ZR8301 |  |  | 0:50 | 8301 | ZR8301 |  |  | 0:50 | 8301 | ZR8301 | 2011-10-23 | #REF! | #REF! | 2011-10-23 | #REF! | #REF! | 2011-10-23 | #REF! | #REF! | 2011-10-23 | #REF! | #REF!
|  | 0:50 | 8302 | ZR8302 |  |  | 0:50 | 8302 | ZR8302 |  |  | 0:50 | 8302 | ZR8302 |  |  | 0:50 | 8302 | ZR8302 | 2011-10-24 | #REF! | #REF! | 2011-10-24 | #REF! | #REF! | 2011-10-24 | #REF! | #REF! | 2011-10-24 | #REF! | #REF!
|  | 0:50 | 8303 | ZR8303 |  |  | 0:50 | 8303 | ZR8303 |  |  | 0:50 | 8303 | ZR8303 |  |  | 0:50 | 8303 | ZR8303 | 2011-10-25 | #REF! | #REF! | 2011-10-25 | #REF! | #REF! | 2011-10-25 | #REF! | #REF! | 2011-10-25 | #REF! | #REF!
|  | 0:51 | 8304 | ZR8304 |  |  | 0:51 | 8304 | ZR8304 |  |  | 0:51 | 8304 | ZR8304 |  |  | 0:51 | 8304 | ZR8304 | 2011-10-26 | #REF! | #REF! | 2011-10-26 | #REF! | #REF! | 2011-10-26 | #REF! | #REF! | 2011-10-26 | #REF! | #REF!
|  | 0:51 | 8305 | ZR8305 |  |  | 0:51 | 8305 | ZR8305 |  |  | 0:51 | 8305 | ZR8305 |  |  | 0:51 | 8305 | ZR8305 | 2011-10-27 | #REF! | #REF! | 2011-10-27 | #REF! | #REF! | 2011-10-27 | #REF! | #REF! | 2011-10-27 | #REF! | #REF!
|  | 0:51 | 8306 | ZR8306 |  |  | 0:51 | 8306 | ZR8306 |  |  | 0:51 | 8306 | ZR8306 |  |  | 0:51 | 8306 | ZR8306 | 2011-10-28 | #REF! | #REF! | 2011-10-28 | #REF! | #REF! | 2011-10-28 | #REF! | #REF! | 2011-10-28 | #REF! | #REF!
|  | 0:51 | 8307 | ZR8307 |  |  | 0:51 | 8307 | ZR8307 |  |  | 0:51 | 8307 | ZR8307 |  |  | 0:51 | 8307 | ZR8307 | 2011-10-29 | #REF! | #REF! | 2011-10-29 | #REF! | #REF! | 2011-10-29 | #REF! | #REF! | 2011-10-29 | #REF! | #REF!
|  | 0:51 | 8308 | ZR8308 |  |  | 0:51 | 8308 | ZR8308 |  |  | 0:51 | 8308 | ZR8308 |  |  | 0:51 | 8308 | ZR8308 | 2011-10-30 | #REF! | #REF! | 2011-10-30 | #REF! | #REF! | 2011-10-30 | #REF! | #REF! | 2011-10-30 | #REF! | #REF!
|  | 0:52 | 8309 | ZR8309 |  |  | 0:52 | 8309 | ZR8309 |  |  | 0:52 | 8309 | ZR8309 |  |  | 0:52 | 8309 | ZR8309 | 2011-10-31 | #REF! | #REF! | 2011-10-31 | #REF! | #REF! | 2011-10-31 | #REF! | #REF! | 2011-10-31 | #REF! | #REF!
|  | 0:52 | 8310 | ZR8310 |  |  | 0:52 | 8310 | ZR8310 |  |  | 0:52 | 8310 | ZR8310 |  |  | 0:52 | 8310 | ZR8310 | 2011-11-01 | #REF! | #REF! | 2011-11-01 | #REF! | #REF! | 2011-11-01 | #REF! | #REF! | 2011-11-01 | #REF! | #REF!
|  | 0:52 | 8311 | ZR8311 |  |  | 0:52 | 8311 | ZR8311 |  |  | 0:52 | 8311 | ZR8311 |  |  | 0:52 | 8311 | ZR8311 | 2011-11-02 | #REF! | #REF! | 2011-11-02 | #REF! | #REF! | 2011-11-02 | #REF! | #REF! | 2011-11-02 | #REF! | #REF!
|  | 0:52 | 8312 | ZR8312 |  |  | 0:52 | 8312 | ZR8312 |  |  | 0:52 | 8312 | ZR8312 |  |  | 0:52 | 8312 | ZR8312 | 2011-11-03 | #REF! | #REF! | 2011-11-03 | #REF! | #REF! | 2011-11-03 | #REF! | #REF! | 2011-11-03 | #REF! | #REF!
|  | 0:52 | 8313 | ZR8313 |  |  | 0:52 | 8313 | ZR8313 |  |  | 0:52 | 8313 | ZR8313 |  |  | 0:52 | 8313 | ZR8313 | 2011-11-04 | #REF! | #REF! | 2011-11-04 | #REF! | #REF! | 2011-11-04 | #REF! | #REF! | 2011-11-04 | #REF! | #REF!
|  | 0:52 | 8314 | ZR8314 |  |  | 0:52 | 8314 | ZR8314 |  |  | 0:52 | 8314 | ZR8314 |  |  | 0:52 | 8314 | ZR8314 | 2011-11-05 | #REF! | #REF! | 2011-11-05 | #REF! | #REF! | 2011-11-05 | #REF! | #REF! | 2011-11-05 | #REF! | #REF!
|  | 0:52 | 8315 | ZR8315 |  |  | 0:52 | 8315 | ZR8315 |  |  | 0:52 | 8315 | ZR8315 |  |  | 0:52 | 8315 | ZR8315 | 2011-11-06 | #REF! | #REF! | 2011-11-06 | #REF! | #REF! | 2011-11-06 | #REF! | #REF! | 2011-11-06 | #REF! | #REF!
|  | 0:53 | 8316 | ZR8316 |  |  | 0:53 | 8316 | ZR8316 |  |  | 0:53 | 8316 | ZR8316 |  |  | 0:53 | 8316 | ZR8316 | 2011-11-07 | #REF! | #REF! | 2011-11-07 | #REF! | #REF! | 2011-11-07 | #REF! | #REF! | 2011-11-07 | #REF! | #REF!
|  | 0:53 | 8317 | ZR8317 |  |  | 0:53 | 8317 | ZR8317 |  |  | 0:53 | 8317 | ZR8317 |  |  | 0:53 | 8317 | ZR8317 | 2011-11-08 | #REF! | #REF! | 2011-11-08 | #REF! | #REF! | 2011-11-08 | #REF! | #REF! | 2011-11-08 | #REF! | #REF!
|  | 0:53 | 8318 | ZR8318 |  |  | 0:53 | 8318 | ZR8318 |  |  | 0:53 | 8318 | ZR8318 |  |  | 0:53 | 8318 | ZR8318 | 2011-11-09 | #REF! | #REF! | 2011-11-09 | #REF! | #REF! | 2011-11-09 | #REF! | #REF! | 2011-11-09 | #REF! | #REF!
|  | 0:53 | 8319 | ZR8319 |  |  | 0:53 | 8319 | ZR8319 |  |  | 0:53 | 8319 | ZR8319 |  |  | 0:53 | 8319 | ZR8319 | 2011-11-10 | #REF! | #REF! | 2011-11-10 | #REF! | #REF! | 2011-11-10 | #REF! | #REF! | 2011-11-10 | #REF! | #REF!
|  | 0:53 | 8320 | ZR8320 |  |  | 0:53 | 8320 | ZR8320 |  |  | 0:53 | 8320 | ZR8320 |  |  | 0:53 | 8320 | ZR8320 | 2011-11-11 | #REF! | #REF! | 2011-11-11 | #REF! | #REF! | 2011-11-11 | #REF! | #REF! | 2011-11-11 | #REF! | #REF!
|  | 0:54 | 8321 | ZR8321 |  |  | 0:54 | 8321 | ZR8321 |  |  | 0:54 | 8321 | ZR8321 |  |  | 0:54 | 8321 | ZR8321 | 2011-11-12 | #REF! | #REF! | 2011-11-12 | #REF! | #REF! | 2011-11-12 | #REF! | #REF! | 2011-11-12 | #REF! | #REF!
|  | 0:54 | 8322 | ZR8322 |  |  | 0:54 | 8322 | ZR8322 |  |  | 0:54 | 8322 | ZR8322 |  |  | 0:54 | 8322 | ZR8322 | 2011-11-13 | #REF! | #REF! | 2011-11-13 | #REF! | #REF! | 2011-11-13 | #REF! | #REF! | 2011-11-13 | #REF! | #REF!
|  | 0:54 | 8323 | ZR8323 |  |  | 0:54 | 8323 | ZR8323 |  |  | 0:54 | 8323 | ZR8323 |  |  | 0:54 | 8323 | ZR8323 | 2011-11-14 | #REF! | #REF! | 2011-11-14 | #REF! | #REF! | 2011-11-14 | #REF! | #REF! | 2011-11-14 | #REF! | #REF!
|  | 0:54 | 8324 | ZR8324 |  |  | 0:54 | 8324 | ZR8324 |  |  | 0:54 | 8324 | ZR8324 |  |  | 0:54 | 8324 | ZR8324 | 2011-11-15 | #REF! | #REF! | 2011-11-15 | #REF! | #REF! | 2011-11-15 | #REF! | #REF! | 2011-11-15 | #REF! | #REF!
|  | 0:54 | 8325 | ZR8325 |  |  | 0:54 | 8325 | ZR8325 |  |  | 0:54 | 8325 | ZR8325 |  |  | 0:54 | 8325 | ZR8325 | 2011-11-16 | #REF! | #REF! | 2011-11-16 | #REF! | #REF! | 2011-11-16 | #REF! | #REF! | 2011-11-16 | #REF! | #REF!
|  | 0:54 | 8326 | ZR8326 |  |  | 0:54 | 8326 | ZR8326 |  |  | 0:54 | 8326 | ZR8326 |  |  | 0:54 | 8326 | ZR8326 | 2011-11-17 | #REF! | #REF! | 2011-11-17 | #REF! | #REF! | 2011-11-17 | #REF! | #REF! | 2011-11-17 | #REF! | #REF!
|  | 0:54 | 8327 | ZR8327 |  |  | 0:54 | 8327 | ZR8327 |  |  | 0:54 | 8327 | ZR8327 |  |  | 0:54 | 8327 | ZR8327 | 2011-11-18 | #REF! | #REF! | 2011-11-18 | #REF! | #REF! | 2011-11-18 | #REF! | #REF! | 2011-11-18 | #REF! | #REF!
|  | 0:55 | 8328 | ZR8328 |  |  | 0:55 | 8328 | ZR8328 |  |  | 0:55 | 8328 | ZR8328 |  |  | 0:55 | 8328 | ZR8328 | 2011-11-19 | #REF! | #REF! | 2011-11-19 | #REF! | #REF! | 2011-11-19 | #REF! | #REF! | 2011-11-19 | #REF! | #REF!
|  | 0:55 | 8329 | ZR8329 |  |  | 0:55 | 8329 | ZR8329 |  |  | 0:55 | 8329 | ZR8329 |  |  | 0:55 | 8329 | ZR8329 | 2011-11-20 | #REF! | #REF! | 2011-11-20 | #REF! | #REF! | 2011-11-20 | #REF! | #REF! | 2011-11-20 | #REF! | #REF!
|  | 0:55 | 8330 | ZR8330 |  |  | 0:55 | 8330 | ZR8330 |  |  | 0:55 | 8330 | ZR8330 |  |  | 0:55 | 8330 | ZR8330 | 2011-11-21 | #REF! | #REF! | 2011-11-21 | #REF! | #REF! | 2011-11-21 | #REF! | #REF! | 2011-11-21 | #REF! | #REF!
|  | 0:55 | 8331 | ZR8331 |  |  | 0:55 | 8331 | ZR8331 |  |  | 0:55 | 8331 | ZR8331 |  |  | 0:55 | 8331 | ZR8331 | 2011-11-22 | #REF! | #REF! | 2011-11-22 | #REF! | #REF! | 2011-11-22 | #REF! | #REF! | 2011-11-22 | #REF! | #REF!
|  | 0:55 | 8332 | ZR8332 |  |  | 0:55 | 8332 | ZR8332 |  |  | 0:55 | 8332 | ZR8332 |  |  | 0:55 | 8332 | ZR8332 | 2011-11-23 | #REF! | #REF! | 2011-11-23 | #REF! | #REF! | 2011-11-23 | #REF! | #REF! | 2011-11-23 | #REF! | #REF!
|  | 0:56 | 8333 | ZR8333 |  |  | 0:56 | 8333 | ZR8333 |  |  | 0:56 | 8333 | ZR8333 |  |  | 0:56 | 8333 | ZR8333 | 2011-11-24 | #REF! | #REF! | 2011-11-24 | #REF! | #REF! | 2011-11-24 | #REF! | #REF! | 2011-11-24 | #REF! | #REF!
|  | 0:56 | 8334 | ZR8334 |  |  | 0:56 | 8334 | ZR8334 |  |  | 0:56 | 8334 | ZR8334 |  |  | 0:56 | 8334 | ZR8334 | 2011-11-25 | #REF! | #REF! | 2011-11-25 | #REF! | #REF! | 2011-11-25 | #REF! | #REF! | 2011-11-25 | #REF! | #REF!
|  | 0:56 | 8335 | ZR8335 |  |  | 0:56 | 8335 | ZR8335 |  |  | 0:56 | 8335 | ZR8335 |  |  | 0:56 | 8335 | ZR8335 | 2011-11-26 | #REF! | #REF! | 2011-11-26 | #REF! | #REF! | 2011-11-26 | #REF! | #REF! | 2011-11-26 | #REF! | #REF!
|  | 0:56 | 8336 | ZR8336 |  |  | 0:56 | 8336 | ZR8336 |  |  | 0:56 | 8336 | ZR8336 |  |  | 0:56 | 8336 | ZR8336 | 2011-11-27 | #REF! | #REF! | 2011-11-27 | #REF! | #REF! | 2011-11-27 | #REF! | #REF! | 2011-11-27 | #REF! | #REF!
|  | 0:56 | 8337 | ZR8337 |  |  | 0:56 | 8337 | ZR8337 |  |  | 0:56 | 8337 | ZR8337 |  |  | 0:56 | 8337 | ZR8337 | 2011-11-28 | #REF! | #REF! | 2011-11-28 | #REF! | #REF! | 2011-11-28 | #REF! | #REF! | 2011-11-28 | #REF! | #REF!
|  | 0:56 | 8338 | ZR8338 |  |  | 0:56 | 8338 | ZR8338 |  |  | 0:56 | 8338 | ZR8338 |  |  | 0:56 | 8338 | ZR8338 | 2011-11-29 | #REF! | #REF! | 2011-11-29 | #REF! | #REF! | 2011-11-29 | #REF! | #REF! | 2011-11-29 | #REF! | #REF!
|  | 0:56 | 8339 | ZR8339 |  |  | 0:56 | 8339 | ZR8339 |  |  | 0:56 | 8339 | ZR8339 |  |  | 0:56 | 8339 | ZR8339 | 2011-11-30 | #REF! | #REF! | 2011-11-30 | #REF! | #REF! | 2011-11-30 | #REF! | #REF! | 2011-11-30 | #REF! | #REF!
|  | 0:57 | 8340 | ZR8340 |  |  | 0:57 | 8340 | ZR8340 |  |  | 0:57 | 8340 | ZR8340 |  |  | 0:57 | 8340 | ZR8340 |  | #REF! | #REF! |  | #REF! | #REF! |  | #REF! | #REF! |  | #REF! | #REF!
|  | 0:57 | 8341 | ZR8341 |  |  | 0:57 | 8341 | ZR8341 |  |  | 0:57 | 8341 | ZR8341 |  |  | 0:57 | 8341 | ZR8341 | 2011-12-01 | #REF! | #REF! | 2011-12-01 | #REF! | #REF! | 2011-12-01 | #REF! | #REF! | 2011-12-01 | #REF! | #REF!
|  | 0:57 | 8342 | ZR8342 |  |  | 0:57 | 8342 | ZR8342 |  |  | 0:57 | 8342 | ZR8342 |  |  | 0:57 | 8342 | ZR8342 | 2011-12-02 | #REF! | #REF! | 2011-12-02 | #REF! | #REF! | 2011-12-02 | #REF! | #REF! | 2011-12-02 | #REF! | #REF!
|  | 0:57 | 8343 | ZR8343 |  |  | 0:57 | 8343 | ZR8343 |  |  | 0:57 | 8343 | ZR8343 |  |  | 0:57 | 8343 | ZR8343 | 2011-12-03 | #REF! | #REF! | 2011-12-03 | #REF! | #REF! | 2011-12-03 | #REF! | #REF! | 2011-12-03 | #REF! | #REF!
|  | 0:57 | 8344 | ZR8344 |  |  | 0:57 | 8344 | ZR8344 |  |  | 0:57 | 8344 | ZR8344 |  |  | 0:57 | 8344 | ZR8344 | 2011-12-04 | #REF! | #REF! | 2011-12-04 | #REF! | #REF! | 2011-12-04 | #REF! | #REF! | 2011-12-04 | #REF! | #REF!
|  | 0:58 | 8345 | ZR8345 |  |  | 0:58 | 8345 | ZR8345 |  |  | 0:58 | 8345 | ZR8345 |  |  | 0:58 | 8345 | ZR8345 | 2011-12-05 | #REF! | #REF! | 2011-12-05 | #REF! | #REF! | 2011-12-05 | #REF! | #REF! | 2011-12-05 | #REF! | #REF!
|  | 0:58 | 8346 | ZR8346 |  |  | 0:58 | 8346 | ZR8346 |  |  | 0:58 | 8346 | ZR8346 |  |  | 0:58 | 8346 | ZR8346 | 2011-12-06 | #REF! | #REF! | 2011-12-06 | #REF! | #REF! | 2011-12-06 | #REF! | #REF! | 2011-12-06 | #REF! | #REF!
|  | 0:58 | 8347 | ZR8347 |  |  | 0:58 | 8347 | ZR8347 |  |  | 0:58 | 8347 | ZR8347 |  |  | 0:58 | 8347 | ZR8347 | 2011-12-07 | #REF! | #REF! | 2011-12-07 | #REF! | #REF! | 2011-12-07 | #REF! | #REF! | 2011-12-07 | #REF! | #REF!
|  | 0:58 | 8348 | ZR8348 |  |  | 0:58 | 8348 | ZR8348 |  |  | 0:58 | 8348 | ZR8348 |  |  | 0:58 | 8348 | ZR8348 | 2011-12-08 | #REF! | #REF! | 2011-12-08 | #REF! | #REF! | 2011-12-08 | #REF! | #REF! | 2011-12-08 | #REF! | #REF!
|  | 0:58 | 8349 | ZR8349 |  |  | 0:58 | 8349 | ZR8349 |  |  | 0:58 | 8349 | ZR8349 |  |  | 0:58 | 8349 | ZR8349 | 2011-12-09 | #REF! | #REF! | 2011-12-09 | #REF! | #REF! | 2011-12-09 | #REF! | #REF! | 2011-12-09 | #REF! | #REF!
|  | 0:58 | 8350 | ZR8350 |  |  | 0:58 | 8350 | ZR8350 |  |  | 0:58 | 8350 | ZR8350 |  |  | 0:58 | 8350 | ZR8350 | 2011-12-10 | #REF! | #REF! | 2011-12-10 | #REF! | #REF! | 2011-12-10 | #REF! | #REF! | 2011-12-10 | #REF! | #REF!
|  | 0:58 | 8351 | ZR8351 |  |  | 0:58 | 8351 | ZR8351 |  |  | 0:58 | 8351 | ZR8351 |  |  | 0:58 | 8351 | ZR8351 | 2011-12-11 | #REF! | #REF! | 2011-12-11 | #REF! | #REF! | 2011-12-11 | #REF! | #REF! | 2011-12-11 | #REF! | #REF!
|  | 0:59 | 8352 | ZR8352 |  |  | 0:59 | 8352 | ZR8352 |  |  | 0:59 | 8352 | ZR8352 |  |  | 0:59 | 8352 | ZR8352 | 2011-12-12 | #REF! | #REF! | 2011-12-12 | #REF! | #REF! | 2011-12-12 | #REF! | #REF! | 2011-12-12 | #REF! | #REF!
|  | 0:59 | 8353 | ZR8353 |  |  | 0:59 | 8353 | ZR8353 |  |  | 0:59 | 8353 | ZR8353 |  |  | 0:59 | 8353 | ZR8353 | 2011-12-13 | #REF! | #REF! | 2011-12-13 | #REF! | #REF! | 2011-12-13 | #REF! | #REF! | 2011-12-13 | #REF! | #REF!
|  | 0:59 | 8354 | ZR8354 |  |  | 0:59 | 8354 | ZR8354 |  |  | 0:59 | 8354 | ZR8354 |  |  | 0:59 | 8354 | ZR8354 | 2011-12-14 | #REF! | #REF! | 2011-12-14 | #REF! | #REF! | 2011-12-14 | #REF! | #REF! | 2011-12-14 | #REF! | #REF!
|  | 0:59 | 8355 | ZR8355 |  |  | 0:59 | 8355 | ZR8355 |  |  | 0:59 | 8355 | ZR8355 |  |  | 0:59 | 8355 | ZR8355 | 2011-12-15 | #REF! | #REF! | 2011-12-15 | #REF! | #REF! | 2011-12-15 | #REF! | #REF! | 2011-12-15 | #REF! | #REF!
|  | 0:59 | 8356 | ZR8356 |  |  | 0:59 | 8356 | ZR8356 |  |  | 0:59 | 8356 | ZR8356 |  |  | 0:59 | 8356 | ZR8356 | 2011-12-16 | #REF! | #REF! | 2011-12-16 | #REF! | #REF! | 2011-12-16 | #REF! | #REF! | 2011-12-16 | #REF! | #REF!
|  | 0:59 | 8357 | ZR8357 |  |  | 0:59 | 8357 | ZR8357 |  |  | 0:59 | 8357 | ZR8357 |  |  | 0:59 | 8357 | ZR8357 | 2011-12-17 | #REF! | #REF! | 2011-12-17 | #REF! | #REF! | 2011-12-17 | #REF! | #REF! | 2011-12-17 | #REF! | #REF!
|  | 1:00 | 8358 | ZR8358 |  |  | 1:00 | 8358 | ZR8358 |  |  | 1:00 | 8358 | ZR8358 |  |  | 1:00 | 8358 | ZR8358 | 2011-12-18 | #REF! | #REF! | 2011-12-18 | #REF! | #REF! | 2011-12-18 | #REF! | #REF! | 2011-12-18 | #REF! | #REF!
|  | 1:00 | 8359 | ZR8359 |  |  | 1:00 | 8359 | ZR8359 |  |  | 1:00 | 8359 | ZR8359 |  |  | 1:00 | 8359 | ZR8359 | 2011-12-19 | #REF! | #REF! | 2011-12-19 | #REF! | #REF! | 2011-12-19 | #REF! | #REF! | 2011-12-19 | #REF! | #REF!
[20 empty] | 2011-12-20 | #REF! | #REF! | 2011-12-20 | #REF! | #REF! | 2011-12-20 | #REF! | #REF! | 2011-12-20 | #REF! | #REF!
|  | 西暦 | 8370 | ZR8370 |  |  | 西暦 | 8370 | ZR8370 |  |  | 西暦 | 8370 | ZR8370 |  |  | 西暦 | 8370 | ZR8370 | 2011-12-21 | #REF! | #REF! | 2011-12-21 | #REF! | #REF! | 2011-12-21 | #REF! | #REF! | 2011-12-21 | #REF! | #REF!
|  | 月 | 8371 | ZR8371 |  |  | 月 | 8371 | ZR8371 |  |  | 月 | 8371 | ZR8371 |  |  | 月 | 8371 | ZR8371 | 2011-12-22 | #REF! | #REF! | 2011-12-22 | #REF! | #REF! | 2011-12-22 | #REF! | #REF! | 2011-12-22 | #REF! | #REF!
|  | 日 | 8372 | ZR8372 |  |  | 日 | 8372 | ZR8372 |  |  | 日 | 8372 | ZR8372 |  |  | 日 | 8372 | ZR8372 | 2011-12-23 | #REF! | #REF! | 2011-12-23 | #REF! | #REF! | 2011-12-23 | #REF! | #REF! | 2011-12-23 | #REF! | #REF!
|  | 時 | 8373 | ZR8373 |  |  | 時 | 8373 | ZR8373 |  |  | 時 | 8373 | ZR8373 |  |  | 時 | 8373 | ZR8373 | 2011-12-24 | #REF! | #REF! | 2011-12-24 | #REF! | #REF! | 2011-12-24 | #REF! | #REF! | 2011-12-24 | #REF! | #REF!
|  | 分 | 8374 | ZR8374 |  |  | 分 | 8374 | ZR8374 |  |  | 分 | 8374 | ZR8374 |  |  | 分 | 8374 | ZR8374 | 2011-12-25 | #REF! | #REF! | 2011-12-25 | #REF! | #REF! | 2011-12-25 | #REF! | #REF! | 2011-12-25 | #REF! | #REF!
|  | 秒 | 8375 | ZR8375 |  |  | 秒 | 8375 | ZR8375 |  |  | 秒 | 8375 | ZR8375 |  |  | 秒 | 8375 | ZR8375 | 2011-12-26 | #REF! | #REF! | 2011-12-26 | #REF! | #REF! | 2011-12-26 | #REF! | #REF! | 2011-12-26 | #REF! | #REF!
|  | 曜日 | 8376 | ZR8376 |  |  | 曜日 | 8376 | ZR8376 |  |  | 曜日 | 8376 | ZR8376 |  |  | 曜日 | 8376 | ZR8376 | 2011-12-27 | #REF! | #REF! | 2011-12-27 | #REF! | #REF! | 2011-12-27 | #REF! | #REF! | 2011-12-27 | #REF! | #REF!
[20 empty] | 2011-12-28 | #REF! | #REF! | 2011-12-28 | #REF! | #REF! | 2011-12-28 | #REF! | #REF! | 2011-12-28 | #REF! | #REF!
[20 empty] | 2011-12-29 | #REF! | #REF! | 2011-12-29 | #REF! | #REF! | 2011-12-29 | #REF! | #REF! | 2011-12-29 | #REF! | #REF!
[20 empty] | 2011-12-30 | #REF! | #REF! | 2011-12-30 | #REF! | #REF! | 2011-12-30 | #REF! | #REF! | 2011-12-30 | #REF! | #REF!
[20 empty] | 2011-12-31 | #REF! | #REF! | 2011-12-31 | #REF! | #REF! | 2011-12-31 | #REF! | #REF! | 2011-12-31 | #REF! | #REF!
[20 empty] | 西暦 | #REF! | #REF! | 西暦 | #REF! | #REF! | 西暦 | #REF! | #REF! | 西暦 | #REF! | #REF!
[20 empty] | 月 | #REF! | #REF! | 月 | #REF! | #REF! | 月 | #REF! | #REF! | 月 | #REF! | #REF!
[20 empty] | 日 | #REF! | #REF! | 日 | #REF! | #REF! | 日 | #REF! | #REF! | 日 | #REF! | #REF!
[20 empty] | 時 | #REF! | #REF! | 時 | #REF! | #REF! | 時 | #REF! | #REF! | 時 | #REF! | #REF!
[20 empty] | 分 | #REF! | #REF! | 分 | #REF! | #REF! | 分 | #REF! | #REF! | 分 | #REF! | #REF!
[20 empty] | 秒 | #REF! | #REF! | 秒 | #REF! | #REF! | 秒 | #REF! | #REF! | 秒 | #REF! | #REF!
[20 empty] | 曜日 | #REF! | #REF! | 曜日 | #REF! | #REF! | 曜日 | #REF! | #REF! | 曜日 | #REF! | #REF!
|  | OLD |  | 1Hour_GraphDataTable |  |  | OLD |  | 1Hour_GraphDataTable |  |  | OLD |  | 1Hour_GraphDataTable |  |  | OLD |  | 1Hour_GraphDataTable
|  | 0:00 | 8400 | ZR8400 |  |  | 0:16 | 8496 | ZR8496 |  |  | 0:32 | 8592 | ZR8592 |  |  | 0:48 | 8688 | ZR8688
|  | 0:00 | 8401 | ZR8401 |  |  | 0:16 | 8497 | ZR8497 |  |  | 0:32 | 8593 | ZR8593 |  |  | 0:48 | 8689 | ZR8689
|  | 0:00 | 8402 | ZR8402 |  |  | 0:16 | 8498 | ZR8498 |  |  | 0:32 | 8594 | ZR8594 |  |  | 0:48 | 8690 | ZR8690
|  | 0:00 | 8403 | ZR8403 |  |  | 0:16 | 8499 | ZR8499 |  |  | 0:32 | 8595 | ZR8595 |  |  | 0:49 | 8691 | ZR8691
|  | 0:01 | 8404 | ZR8404 |  |  | 0:17 | 8500 | ZR8500 |  |  | 0:33 | 8596 | ZR8596 |  |  | 0:49 | 8692 | ZR8692
|  | 0:01 | 8405 | ZR8405 |  |  | 0:17 | 8501 | ZR8501 |  |  | 0:33 | 8597 | ZR8597 |  |  | 0:49 | 8693 | ZR8693
|  | 0:01 | 8406 | ZR8406 |  |  | 0:17 | 8502 | ZR8502 |  |  | 0:33 | 8598 | ZR8598 |  |  | 0:49 | 8694 | ZR8694
|  | 0:01 | 8407 | ZR8407 |  |  | 0:17 | 8503 | ZR8503 |  |  | 0:33 | 8599 | ZR8599 |  |  | 0:49 | 8695 | ZR8695
|  | 0:01 | 8408 | ZR8408 |  |  | 0:17 | 8504 | ZR8504 |  |  | 0:33 | 8600 | ZR8600 |  |  | 0:49 | 8696 | ZR8696
|  | 0:02 | 8409 | ZR8409 |  |  | 0:18 | 8505 | ZR8505 |  |  | 0:34 | 8601 | ZR8601 |  |  | 0:50 | 8697 | ZR8697
|  | 0:02 | 8410 | ZR8410 |  |  | 0:18 | 8506 | ZR8506 |  |  | 0:34 | 8602 | ZR8602 |  |  | 0:50 | 8698 | ZR8698
|  | 0:02 | 8411 | ZR8411 |  |  | 0:18 | 8507 | ZR8507 |  |  | 0:34 | 8603 | ZR8603 |  |  | 0:50 | 8699 | ZR8699
|  | 0:02 | 8412 | ZR8412 |  |  | 0:18 | 8508 | ZR8508 |  |  | 0:34 | 8604 | ZR8604 |  |  | 0:50 | 8700 | ZR8700
|  | 0:02 | 8413 | ZR8413 |  |  | 0:18 | 8509 | ZR8509 |  |  | 0:34 | 8605 | ZR8605 |  |  | 0:50 | 8701 | ZR8701
|  | 0:02 | 8414 | ZR8414 |  |  | 0:18 | 8510 | ZR8510 |  |  | 0:34 | 8606 | ZR8606 |  |  | 0:50 | 8702 | ZR8702
|  | 0:02 | 8415 | ZR8415 |  |  | 0:18 | 8511 | ZR8511 |  |  | 0:34 | 8607 | ZR8607 |  |  | 0:50 | 8703 | ZR8703
|  | 0:03 | 8416 | ZR8416 |  |  | 0:19 | 8512 | ZR8512 |  |  | 0:35 | 8608 | ZR8608 |  |  | 0:51 | 8704 | ZR8704
|  | 0:03 | 8417 | ZR8417 |  |  | 0:19 | 8513 | ZR8513 |  |  | 0:35 | 8609 | ZR8609 |  |  | 0:51 | 8705 | ZR8705
|  | 0:03 | 8418 | ZR8418 |  |  | 0:19 | 8514 | ZR8514 |  |  | 0:35 | 8610 | ZR8610 |  |  | 0:51 | 8706 | ZR8706
|  | 0:03 | 8419 | ZR8419 |  |  | 0:19 | 8515 | ZR8515 |  |  | 0:35 | 8611 | ZR8611 |  |  | 0:51 | 8707 | ZR8707
|  | 0:03 | 8420 | ZR8420 |  |  | 0:19 | 8516 | ZR8516 |  |  | 0:35 | 8612 | ZR8612 |  |  | 0:51 | 8708 | ZR8708
|  | 0:04 | 8421 | ZR8421 |  |  | 0:20 | 8517 | ZR8517 |  |  | 0:36 | 8613 | ZR8613 |  |  | 0:52 | 8709 | ZR8709
|  | 0:04 | 8422 | ZR8422 |  |  | 0:20 | 8518 | ZR8518 |  |  | 0:36 | 8614 | ZR8614 |  |  | 0:52 | 8710 | ZR8710
|  | 0:04 | 8423 | ZR8423 |  |  | 0:20 | 8519 | ZR8519 |  |  | 0:36 | 8615 | ZR8615 |  |  | 0:52 | 8711 | ZR8711
|  | 0:04 | 8424 | ZR8424 |  |  | 0:20 | 8520 | ZR8520 |  |  | 0:36 | 8616 | ZR8616 |  |  | 0:52 | 8712 | ZR8712
|  | 0:04 | 8425 | ZR8425 |  |  | 0:20 | 8521 | ZR8521 |  |  | 0:36 | 8617 | ZR8617 |  |  | 0:52 | 8713 | ZR8713
|  | 0:04 | 8426 | ZR8426 |  |  | 0:20 | 8522 | ZR8522 |  |  | 0:36 | 8618 | ZR8618 |  |  | 0:52 | 8714 | ZR8714
|  | 0:04 | 8427 | ZR8427 |  |  | 0:20 | 8523 | ZR8523 |  |  | 0:36 | 8619 | ZR8619 |  |  | 0:52 | 8715 | ZR8715
|  | 0:05 | 8428 | ZR8428 |  |  | 0:21 | 8524 | ZR8524 |  |  | 0:37 | 8620 | ZR8620 |  |  | 0:53 | 8716 | ZR8716
|  | 0:05 | 8429 | ZR8429 |  |  | 0:21 | 8525 | ZR8525 |  |  | 0:37 | 8621 | ZR8621 |  |  | 0:53 | 8717 | ZR8717
|  | 0:05 | 8430 | ZR8430 |  |  | 0:21 | 8526 | ZR8526 |  |  | 0:37 | 8622 | ZR8622 |  |  | 0:53 | 8718 | ZR8718
|  | 0:05 | 8431 | ZR8431 |  |  | 0:21 | 8527 | ZR8527 |  |  | 0:37 | 8623 | ZR8623 |  |  | 0:53 | 8719 | ZR8719
|  | 0:05 | 8432 | ZR8432 |  |  | 0:21 | 8528 | ZR8528 |  |  | 0:37 | 8624 | ZR8624 |  |  | 0:53 | 8720 | ZR8720
|  | 0:05 | 8433 | ZR8433 |  |  | 0:22 | 8529 | ZR8529 |  |  | 0:38 | 8625 | ZR8625 |  |  | 0:54 | 8721 | ZR8721
|  | 0:06 | 8434 | ZR8434 |  |  | 0:22 | 8530 | ZR8530 |  |  | 0:38 | 8626 | ZR8626 |  |  | 0:54 | 8722 | ZR8722
|  | 0:06 | 8435 | ZR8435 |  |  | 0:22 | 8531 | ZR8531 |  |  | 0:38 | 8627 | ZR8627 |  |  | 0:54 | 8723 | ZR8723
|  | 0:06 | 8436 | ZR8436 |  |  | 0:22 | 8532 | ZR8532 |  |  | 0:38 | 8628 | ZR8628 |  |  | 0:54 | 8724 | ZR8724
|  | 0:06 | 8437 | ZR8437 |  |  | 0:22 | 8533 | ZR8533 |  |  | 0:38 | 8629 | ZR8629 |  |  | 0:54 | 8725 | ZR8725
|  | 0:06 | 8438 | ZR8438 |  |  | 0:22 | 8534 | ZR8534 |  |  | 0:38 | 8630 | ZR8630 |  |  | 0:54 | 8726 | ZR8726
|  | 0:07 | 8439 | ZR8439 |  |  | 0:22 | 8535 | ZR8535 |  |  | 0:38 | 8631 | ZR8631 |  |  | 0:54 | 8727 | ZR8727
|  | 0:07 | 8440 | ZR8440 |  |  | 0:23 | 8536 | ZR8536 |  |  | 0:39 | 8632 | ZR8632 |  |  | 0:55 | 8728 | ZR8728
|  | 0:07 | 8441 | ZR8441 |  |  | 0:23 | 8537 | ZR8537 |  |  | 0:39 | 8633 | ZR8633 |  |  | 0:55 | 8729 | ZR8729
|  | 0:07 | 8442 | ZR8442 |  |  | 0:23 | 8538 | ZR8538 |  |  | 0:39 | 8634 | ZR8634 |  |  | 0:55 | 8730 | ZR8730
|  | 0:07 | 8443 | ZR8443 |  |  | 0:23 | 8539 | ZR8539 |  |  | 0:39 | 8635 | ZR8635 |  |  | 0:55 | 8731 | ZR8731
|  | 0:07 | 8444 | ZR8444 |  |  | 0:23 | 8540 | ZR8540 |  |  | 0:39 | 8636 | ZR8636 |  |  | 0:55 | 8732 | ZR8732
|  | 0:07 | 8445 | ZR8445 |  |  | 0:23 | 8541 | ZR8541 |  |  | 0:40 | 8637 | ZR8637 |  |  | 0:56 | 8733 | ZR8733
|  | 0:08 | 8446 | ZR8446 |  |  | 0:24 | 8542 | ZR8542 |  |  | 0:40 | 8638 | ZR8638 |  |  | 0:56 | 8734 | ZR8734
|  | 0:08 | 8447 | ZR8447 |  |  | 0:24 | 8543 | ZR8543 |  |  | 0:40 | 8639 | ZR8639 |  |  | 0:56 | 8735 | ZR8735
|  | 0:08 | 8448 | ZR8448 |  |  | 0:24 | 8544 | ZR8544 |  |  | 0:40 | 8640 | ZR8640 |  |  | 0:56 | 8736 | ZR8736
|  | 0:08 | 8449 | ZR8449 |  |  | 0:24 | 8545 | ZR8545 |  |  | 0:40 | 8641 | ZR8641 |  |  | 0:56 | 8737 | ZR8737
|  | 0:08 | 8450 | ZR8450 |  |  | 0:24 | 8546 | ZR8546 |  |  | 0:40 | 8642 | ZR8642 |  |  | 0:56 | 8738 | ZR8738
|  | 0:09 | 8451 | ZR8451 |  |  | 0:25 | 8547 | ZR8547 |  |  | 0:40 | 8643 | ZR8643 |  |  | 0:56 | 8739 | ZR8739
|  | 0:09 | 8452 | ZR8452 |  |  | 0:25 | 8548 | ZR8548 |  |  | 0:41 | 8644 | ZR8644 |  |  | 0:57 | 8740 | ZR8740
|  | 0:09 | 8453 | ZR8453 |  |  | 0:25 | 8549 | ZR8549 |  |  | 0:41 | 8645 | ZR8645 |  |  | 0:57 | 8741 | ZR8741
|  | 0:09 | 8454 | ZR8454 |  |  | 0:25 | 8550 | ZR8550 |  |  | 0:41 | 8646 | ZR8646 |  |  | 0:57 | 8742 | ZR8742
|  | 0:09 | 8455 | ZR8455 |  |  | 0:25 | 8551 | ZR8551 |  |  | 0:41 | 8647 | ZR8647 |  |  | 0:57 | 8743 | ZR8743
|  | 0:09 | 8456 | ZR8456 |  |  | 0:25 | 8552 | ZR8552 |  |  | 0:41 | 8648 | ZR8648 |  |  | 0:57 | 8744 | ZR8744
|  | 0:09 | 8457 | ZR8457 |  |  | 0:25 | 8553 | ZR8553 |  |  | 0:41 | 8649 | ZR8649 |  |  | 0:58 | 8745 | ZR8745
|  | 0:10 | 8458 | ZR8458 |  |  | 0:26 | 8554 | ZR8554 |  |  | 0:42 | 8650 | ZR8650 |  |  | 0:58 | 8746 | ZR8746
|  | 0:10 | 8459 | ZR8459 |  |  | 0:26 | 8555 | ZR8555 |  |  | 0:42 | 8651 | ZR8651 |  |  | 0:58 | 8747 | ZR8747
|  | 0:10 | 8460 | ZR8460 |  |  | 0:26 | 8556 | ZR8556 |  |  | 0:42 | 8652 | ZR8652 |  |  | 0:58 | 8748 | ZR8748
|  | 0:10 | 8461 | ZR8461 |  |  | 0:26 | 8557 | ZR8557 |  |  | 0:42 | 8653 | ZR8653 |  |  | 0:58 | 8749 | ZR8749
|  | 0:10 | 8462 | ZR8462 |  |  | 0:26 | 8558 | ZR8558 |  |  | 0:42 | 8654 | ZR8654 |  |  | 0:58 | 8750 | ZR8750
|  | 0:11 | 8463 | ZR8463 |  |  | 0:27 | 8559 | ZR8559 |  |  | 0:43 | 8655 | ZR8655 |  |  | 0:58 | 8751 | ZR8751
|  | 0:11 | 8464 | ZR8464 |  |  | 0:27 | 8560 | ZR8560 |  |  | 0:43 | 8656 | ZR8656 |  |  | 0:59 | 8752 | ZR8752
|  | 0:11 | 8465 | ZR8465 |  |  | 0:27 | 8561 | ZR8561 |  |  | 0:43 | 8657 | ZR8657 |  |  | 0:59 | 8753 | ZR8753
|  | 0:11 | 8466 | ZR8466 |  |  | 0:27 | 8562 | ZR8562 |  |  | 0:43 | 8658 | ZR8658 |  |  | 0:59 | 8754 | ZR8754
|  | 0:11 | 8467 | ZR8467 |  |  | 0:27 | 8563 | ZR8563 |  |  | 0:43 | 8659 | ZR8659 |  |  | 0:59 | 8755 | ZR8755
|  | 0:11 | 8468 | ZR8468 |  |  | 0:27 | 8564 | ZR8564 |  |  | 0:43 | 8660 | ZR8660 |  |  | 0:59 | 8756 | ZR8756
|  | 0:12 | 8469 | ZR8469 |  |  | 0:27 | 8565 | ZR8565 |  |  | 0:43 | 8661 | ZR8661 |  |  | 0:59 | 8757 | ZR8757
|  | 0:12 | 8470 | ZR8470 |  |  | 0:28 | 8566 | ZR8566 |  |  | 0:44 | 8662 | ZR8662 |  |  | 1:00 | 8758 | ZR8758
|  | 0:12 | 8471 | ZR8471 |  |  | 0:28 | 8567 | ZR8567 |  |  | 0:44 | 8663 | ZR8663 |  |  | 1:00 | 8759 | ZR8759
|  | 0:12 | 8472 | ZR8472 |  |  | 0:28 | 8568 | ZR8568 |  |  | 0:44 | 8664 | ZR8664
|  | 0:12 | 8473 | ZR8473 |  |  | 0:28 | 8569 | ZR8569 |  |  | 0:44 | 8665 | ZR8665 |  |  | Year | 8770 | ZR8770
|  | 0:12 | 8474 | ZR8474 |  |  | 0:28 | 8570 | ZR8570 |  |  | 0:44 | 8666 | ZR8666 |  |  | Month | 8771 | ZR8771
|  | 0:12 | 8475 | ZR8475 |  |  | 0:29 | 8571 | ZR8571 |  |  | 0:45 | 8667 | ZR8667 |  |  | Date | 8772 | ZR8772
|  | 0:13 | 8476 | ZR8476 |  |  | 0:29 | 8572 | ZR8572 |  |  | 0:45 | 8668 | ZR8668 |  |  | Hour | 8773 | ZR8773
|  | 0:13 | 8477 | ZR8477 |  |  | 0:29 | 8573 | ZR8573 |  |  | 0:45 | 8669 | ZR8669 |  |  | Minute | 8774 | ZR8774
|  | 0:13 | 8478 | ZR8478 |  |  | 0:29 | 8574 | ZR8574 |  |  | 0:45 | 8670 | ZR8670 |  |  | Second | 8775 | ZR8775
|  | 0:13 | 8479 | ZR8479 |  |  | 0:29 | 8575 | ZR8575 |  |  | 0:45 | 8671 | ZR8671 |  |  | Day of Week | 8776 | ZR8776
|  | 0:13 | 8480 | ZR8480 |  |  | 0:29 | 8576 | ZR8576 |  |  | 0:45 | 8672 | ZR8672
|  | 0:14 | 8481 | ZR8481 |  |  | 0:29 | 8577 | ZR8577 |  |  | 0:45 | 8673 | ZR8673 |  |  | Graph Up |  | ZR17691
|  | 0:14 | 8482 | ZR8482 |  |  | 0:30 | 8578 | ZR8578 |  |  | 0:46 | 8674 | ZR8674 |  |  | Graph Down |  | ZR17690
|  | 0:14 | 8483 | ZR8483 |  |  | 0:30 | 8579 | ZR8579 |  |  | 0:46 | 8675 | ZR8675
|  | 0:14 | 8484 | ZR8484 |  |  | 0:30 | 8580 | ZR8580 |  |  | 0:46 | 8676 | ZR8676 |  |  | MaxData1 |  | ZR17692
|  | 0:14 | 8485 | ZR8485 |  |  | 0:30 | 8581 | ZR8581 |  |  | 0:46 | 8677 | ZR8677 |  |  | DataLocation1 |  | ZR17693
|  | 0:14 | 8486 | ZR8486 |  |  | 0:30 | 8582 | ZR8582 |  |  | 0:46 | 8678 | ZR8678 |  |  | DataNumber1 |  | ZR17694
|  | 0:14 | 8487 | ZR8487 |  |  | 0:31 | 8583 | ZR8583 |  |  | 0:47 | 8679 | ZR8679 |  |  | MaxData2 |  | ZR17695
|  | 0:15 | 8488 | ZR8488 |  |  | 0:31 | 8584 | ZR8584 |  |  | 0:47 | 8680 | ZR8680 |  |  | DataLocation2 |  | ZR17696
|  | 0:15 | 8489 | ZR8489 |  |  | 0:31 | 8585 | ZR8585 |  |  | 0:47 | 8681 | ZR8681 |  |  | DataNumber2 |  | ZR17697
|  | 0:15 | 8490 | ZR8490 |  |  | 0:31 | 8586 | ZR8586 |  |  | 0:47 | 8682 | ZR8682
|  | 0:15 | 8491 | ZR8491 |  |  | 0:31 | 8587 | ZR8587 |  |  | 0:47 | 8683 | ZR8683
|  | 0:15 | 8492 | ZR8492 |  |  | 0:31 | 8588 | ZR8588 |  |  | 0:47 | 8684 | ZR8684
|  | 0:16 | 8493 | ZR8493 |  |  | 0:31 | 8589 | ZR8589 |  |  | 0:47 | 8685 | ZR8685
|  | 0:16 | 8494 | ZR8494 |  |  | 0:32 | 8590 | ZR8590 |  |  | 0:48 | 8686 | ZR8686
|  | 0:16 | 8495 | ZR8495 |  |  | 0:32 | 8591 | ZR8591 |  |  | 0:48 | 8687 | ZR8687
|  | OLD |  | 1Day_GraphDataTable |  |  | OLD |  | 1Day_GraphDataTable |  |  | OLD |  | 1Day_GraphDataTable
|  | 0:00 | 9200 | ZR9200 |  |  | 8:00 | 9296 | ZR9296 |  |  | 16:00 | 9392 | ZR9392 |  |  | Year | 9490 | ZR9490
|  | 0:05 | 9201 | ZR9201 |  |  | 8:05 | 9297 | ZR9297 |  |  | 16:05 | 9393 | ZR9393 |  |  | Month | 9491 | ZR9491
|  | 0:10 | 9202 | ZR9202 |  |  | 8:10 | 9298 | ZR9298 |  |  | 16:10 | 9394 | ZR9394 |  |  | Date | 9492 | ZR9492
|  | 0:15 | 9203 | ZR9203 |  |  | 8:15 | 9299 | ZR9299 |  |  | 16:15 | 9395 | ZR9395 |  |  | Hour | 9493 | ZR9493
|  | 0:20 | 9204 | ZR9204 |  |  | 8:20 | 9300 | ZR9300 |  |  | 16:20 | 9396 | ZR9396 |  |  | Minute | 9494 | ZR9494
|  | 0:25 | 9205 | ZR9205 |  |  | 8:25 | 9301 | ZR9301 |  |  | 16:25 | 9397 | ZR9397 |  |  | Second | 9495 | ZR9495
|  | 0:30 | 9206 | ZR9206 |  |  | 8:30 | 9302 | ZR9302 |  |  | 16:30 | 9398 | ZR9398 |  |  | Day of Week | 9496 | ZR9496
|  | 0:35 | 9207 | ZR9207 |  |  | 8:35 | 9303 | ZR9303 |  |  | 16:35 | 9399 | ZR9399
|  | 0:40 | 9208 | ZR9208 |  |  | 8:40 | 9304 | ZR9304 |  |  | 16:40 | 9400 | ZR9400 |  |  | Graph Up |  | ZR17701
|  | 0:45 | 9209 | ZR9209 |  |  | 8:45 | 9305 | ZR9305 |  |  | 16:45 | 9401 | ZR9401 |  |  | Graph Down |  | ZR17700
|  | 0:50 | 9210 | ZR9210 |  |  | 8:50 | 9306 | ZR9306 |  |  | 16:50 | 9402 | ZR9402
|  | 0:55 | 9211 | ZR9211 |  |  | 8:55 | 9307 | ZR9307 |  |  | 16:55 | 9403 | ZR9403 |  |  | MaxData1 |  | ZR17702
|  | 1:00 | 9212 | ZR9212 |  |  | 9:00 | 9308 | ZR9308 |  |  | 17:00 | 9404 | ZR9404 |  |  | DataLocation1 |  | ZR17703
|  | 1:05 | 9213 | ZR9213 |  |  | 9:05 | 9309 | ZR9309 |  |  | 17:05 | 9405 | ZR9405 |  |  | DataNumber1 |  | ZR17704
|  | 1:10 | 9214 | ZR9214 |  |  | 9:10 | 9310 | ZR9310 |  |  | 17:10 | 9406 | ZR9406 |  |  | MaxData2 |  | ZR17705
|  | 1:15 | 9215 | ZR9215 |  |  | 9:15 | 9311 | ZR9311 |  |  | 17:15 | 9407 | ZR9407 |  |  | DataLocation2 |  | ZR17706
|  | 1:20 | 9216 | ZR9216 |  |  | 9:20 | 9312 | ZR9312 |  |  | 17:20 | 9408 | ZR9408 |  |  | DataNumber2 |  | ZR17707
|  | 1:25 | 9217 | ZR9217 |  |  | 9:25 | 9313 | ZR9313 |  |  | 17:25 | 9409 | ZR9409
|  | 1:30 | 9218 | ZR9218 |  |  | 9:30 | 9314 | ZR9314 |  |  | 17:30 | 9410 | ZR9410
|  | 1:35 | 9219 | ZR9219 |  |  | 9:35 | 9315 | ZR9315 |  |  | 17:35 | 9411 | ZR9411
|  | 1:40 | 9220 | ZR9220 |  |  | 9:40 | 9316 | ZR9316 |  |  | 17:40 | 9412 | ZR9412
|  | 1:45 | 9221 | ZR9221 |  |  | 9:45 | 9317 | ZR9317 |  |  | 17:45 | 9413 | ZR9413
|  | 1:50 | 9222 | ZR9222 |  |  | 9:50 | 9318 | ZR9318 |  |  | 17:50 | 9414 | ZR9414
|  | 1:55 | 9223 | ZR9223 |  |  | 9:55 | 9319 | ZR9319 |  |  | 17:55 | 9415 | ZR9415
|  | 2:00 | 9224 | ZR9224 |  |  | 10:00 | 9320 | ZR9320 |  |  | 18:00 | 9416 | ZR9416
|  | 2:05 | 9225 | ZR9225 |  |  | 10:05 | 9321 | ZR9321 |  |  | 18:05 | 9417 | ZR9417
|  | 2:10 | 9226 | ZR9226 |  |  | 10:10 | 9322 | ZR9322 |  |  | 18:10 | 9418 | ZR9418
|  | 2:15 | 9227 | ZR9227 |  |  | 10:15 | 9323 | ZR9323 |  |  | 18:15 | 9419 | ZR9419
|  | 2:20 | 9228 | ZR9228 |  |  | 10:20 | 9324 | ZR9324 |  |  | 18:20 | 9420 | ZR9420
|  | 2:25 | 9229 | ZR9229 |  |  | 10:25 | 9325 | ZR9325 |  |  | 18:25 | 9421 | ZR9421
|  | 2:30 | 9230 | ZR9230 |  |  | 10:30 | 9326 | ZR9326 |  |  | 18:30 | 9422 | ZR9422
|  | 2:35 | 9231 | ZR9231 |  |  | 10:35 | 9327 | ZR9327 |  |  | 18:35 | 9423 | ZR9423
|  | 2:40 | 9232 | ZR9232 |  |  | 10:40 | 9328 | ZR9328 |  |  | 18:40 | 9424 | ZR9424
|  | 2:45 | 9233 | ZR9233 |  |  | 10:45 | 9329 | ZR9329 |  |  | 18:45 | 9425 | ZR9425
|  | 2:50 | 9234 | ZR9234 |  |  | 10:50 | 9330 | ZR9330 |  |  | 18:50 | 9426 | ZR9426
|  | 2:55 | 9235 | ZR9235 |  |  | 10:55 | 9331 | ZR9331 |  |  | 18:55 | 9427 | ZR9427
|  | 3:00 | 9236 | ZR9236 |  |  | 11:00 | 9332 | ZR9332 |  |  | 19:00 | 9428 | ZR9428
|  | 3:05 | 9237 | ZR9237 |  |  | 11:05 | 9333 | ZR9333 |  |  | 19:05 | 9429 | ZR9429
|  | 3:10 | 9238 | ZR9238 |  |  | 11:10 | 9334 | ZR9334 |  |  | 19:10 | 9430 | ZR9430
|  | 3:15 | 9239 | ZR9239 |  |  | 11:15 | 9335 | ZR9335 |  |  | 19:15 | 9431 | ZR9431
|  | 3:20 | 9240 | ZR9240 |  |  | 11:20 | 9336 | ZR9336 |  |  | 19:20 | 9432 | ZR9432
|  | 3:25 | 9241 | ZR9241 |  |  | 11:25 | 9337 | ZR9337 |  |  | 19:25 | 9433 | ZR9433
|  | 3:30 | 9242 | ZR9242 |  |  | 11:30 | 9338 | ZR9338 |  |  | 19:30 | 9434 | ZR9434
|  | 3:35 | 9243 | ZR9243 |  |  | 11:35 | 9339 | ZR9339 |  |  | 19:35 | 9435 | ZR9435
|  | 3:40 | 9244 | ZR9244 |  |  | 11:40 | 9340 | ZR9340 |  |  | 19:40 | 9436 | ZR9436
|  | 3:45 | 9245 | ZR9245 |  |  | 11:45 | 9341 | ZR9341 |  |  | 19:45 | 9437 | ZR9437
|  | 3:50 | 9246 | ZR9246 |  |  | 11:50 | 9342 | ZR9342 |  |  | 19:50 | 9438 | ZR9438
|  | 3:55 | 9247 | ZR9247 |  |  | 11:55 | 9343 | ZR9343 |  |  | 19:55 | 9439 | ZR9439
|  | 4:00 | 9248 | ZR9248 |  |  | 12:00 | 9344 | ZR9344 |  |  | 20:00 | 9440 | ZR9440
|  | 4:05 | 9249 | ZR9249 |  |  | 12:05 | 9345 | ZR9345 |  |  | 20:05 | 9441 | ZR9441
|  | 4:10 | 9250 | ZR9250 |  |  | 12:10 | 9346 | ZR9346 |  |  | 20:10 | 9442 | ZR9442
|  | 4:15 | 9251 | ZR9251 |  |  | 12:15 | 9347 | ZR9347 |  |  | 20:15 | 9443 | ZR9443
|  | 4:20 | 9252 | ZR9252 |  |  | 12:20 | 9348 | ZR9348 |  |  | 20:20 | 9444 | ZR9444
|  | 4:25 | 9253 | ZR9253 |  |  | 12:25 | 9349 | ZR9349 |  |  | 20:25 | 9445 | ZR9445
|  | 4:30 | 9254 | ZR9254 |  |  | 12:30 | 9350 | ZR9350 |  |  | 20:30 | 9446 | ZR9446
|  | 4:35 | 9255 | ZR9255 |  |  | 12:35 | 9351 | ZR9351 |  |  | 20:35 | 9447 | ZR9447
|  | 4:40 | 9256 | ZR9256 |  |  | 12:40 | 9352 | ZR9352 |  |  | 20:40 | 9448 | ZR9448
|  | 4:45 | 9257 | ZR9257 |  |  | 12:45 | 9353 | ZR9353 |  |  | 20:45 | 9449 | ZR9449
|  | 4:50 | 9258 | ZR9258 |  |  | 12:50 | 9354 | ZR9354 |  |  | 20:50 | 9450 | ZR9450
|  | 4:55 | 9259 | ZR9259 |  |  | 12:55 | 9355 | ZR9355 |  |  | 20:55 | 9451 | ZR9451
|  | 5:00 | 9260 | ZR9260 |  |  | 13:00 | 9356 | ZR9356 |  |  | 21:00 | 9452 | ZR9452
|  | 5:05 | 9261 | ZR9261 |  |  | 13:05 | 9357 | ZR9357 |  |  | 21:05 | 9453 | ZR9453
|  | 5:10 | 9262 | ZR9262 |  |  | 13:10 | 9358 | ZR9358 |  |  | 21:10 | 9454 | ZR9454
|  | 5:15 | 9263 | ZR9263 |  |  | 13:15 | 9359 | ZR9359 |  |  | 21:15 | 9455 | ZR9455
|  | 5:20 | 9264 | ZR9264 |  |  | 13:20 | 9360 | ZR9360 |  |  | 21:20 | 9456 | ZR9456
|  | 5:25 | 9265 | ZR9265 |  |  | 13:25 | 9361 | ZR9361 |  |  | 21:25 | 9457 | ZR9457
|  | 5:30 | 9266 | ZR9266 |  |  | 13:30 | 9362 | ZR9362 |  |  | 21:30 | 9458 | ZR9458
|  | 5:35 | 9267 | ZR9267 |  |  | 13:35 | 9363 | ZR9363 |  |  | 21:35 | 9459 | ZR9459
|  | 5:40 | 9268 | ZR9268 |  |  | 13:40 | 9364 | ZR9364 |  |  | 21:40 | 9460 | ZR9460
|  | 5:45 | 9269 | ZR9269 |  |  | 13:45 | 9365 | ZR9365 |  |  | 21:45 | 9461 | ZR9461
|  | 5:50 | 9270 | ZR9270 |  |  | 13:50 | 9366 | ZR9366 |  |  | 21:50 | 9462 | ZR9462
|  | 5:55 | 9271 | ZR9271 |  |  | 13:55 | 9367 | ZR9367 |  |  | 21:55 | 9463 | ZR9463
|  | 6:00 | 9272 | ZR9272 |  |  | 14:00 | 9368 | ZR9368 |  |  | 22:00 | 9464 | ZR9464
|  | 6:05 | 9273 | ZR9273 |  |  | 14:05 | 9369 | ZR9369 |  |  | 22:05 | 9465 | ZR9465
|  | 6:10 | 9274 | ZR9274 |  |  | 14:10 | 9370 | ZR9370 |  |  | 22:10 | 9466 | ZR9466
|  | 6:15 | 9275 | ZR9275 |  |  | 14:15 | 9371 | ZR9371 |  |  | 22:15 | 9467 | ZR9467
|  | 6:20 | 9276 | ZR9276 |  |  | 14:20 | 9372 | ZR9372 |  |  | 22:20 | 9468 | ZR9468
|  | 6:25 | 9277 | ZR9277 |  |  | 14:25 | 9373 | ZR9373 |  |  | 22:25 | 9469 | ZR9469
|  | 6:30 | 9278 | ZR9278 |  |  | 14:30 | 9374 | ZR9374 |  |  | 22:30 | 9470 | ZR9470
|  | 6:35 | 9279 | ZR9279 |  |  | 14:35 | 9375 | ZR9375 |  |  | 22:35 | 9471 | ZR9471
|  | 6:40 | 9280 | ZR9280 |  |  | 14:40 | 9376 | ZR9376 |  |  | 22:40 | 9472 | ZR9472
|  | 6:45 | 9281 | ZR9281 |  |  | 14:45 | 9377 | ZR9377 |  |  | 22:45 | 9473 | ZR9473
|  | 6:50 | 9282 | ZR9282 |  |  | 14:50 | 9378 | ZR9378 |  |  | 22:50 | 9474 | ZR9474
|  | 6:55 | 9283 | ZR9283 |  |  | 14:55 | 9379 | ZR9379 |  |  | 22:55 | 9475 | ZR9475
|  | 7:00 | 9284 | ZR9284 |  |  | 15:00 | 9380 | ZR9380 |  |  | 23:00 | 9476 | ZR9476
|  | 7:05 | 9285 | ZR9285 |  |  | 15:05 | 9381 | ZR9381 |  |  | 23:05 | 9477 | ZR9477
|  | 7:10 | 9286 | ZR9286 |  |  | 15:10 | 9382 | ZR9382 |  |  | 23:10 | 9478 | ZR9478
|  | 7:15 | 9287 | ZR9287 |  |  | 15:15 | 9383 | ZR9383 |  |  | 23:15 | 9479 | ZR9479
|  | 7:20 | 9288 | ZR9288 |  |  | 15:20 | 9384 | ZR9384 |  |  | 23:20 | 9480 | ZR9480
|  | 7:25 | 9289 | ZR9289 |  |  | 15:25 | 9385 | ZR9385 |  |  | 23:25 | 9481 | ZR9481
|  | 7:30 | 9290 | ZR9290 |  |  | 15:30 | 9386 | ZR9386 |  |  | 23:30 | 9482 | ZR9482
|  | 7:35 | 9291 | ZR9291 |  |  | 15:35 | 9387 | ZR9387 |  |  | 23:35 | 9483 | ZR9483
|  | 7:40 | 9292 | ZR9292 |  |  | 15:40 | 9388 | ZR9388 |  |  | 23:40 | 9484 | ZR9484
|  | 7:45 | 9293 | ZR9293 |  |  | 15:45 | 9389 | ZR9389 |  |  | 23:45 | 9485 | ZR9485
|  | 7:50 | 9294 | ZR9294 |  |  | 15:50 | 9390 | ZR9390 |  |  | 23:50 | 9486 | ZR9486
|  | 7:55 | 9295 | ZR9295 |  |  | 15:55 | 9391 | ZR9391 |  |  | 23:55 | 9487 | ZR9487
| OLD (Date, Time) |  |  | 1Month_GraphDataTable |  | OLD (Date, Time) |  |  | 1Month_GraphDataTable |  | OLD (Date, Time) |  |  | 1Month_GraphDataTable |  | OLD (Date, Time) |  |  | 1Month_GraphDataTable
| 1st | 0:00 | 9900 | ZR9900 |  | 9th | 0:00 | 9996 | ZR9996 |  | 17th | 0:00 | 10092 | ZR10092 |  | 25th | 0:00 | 10188 | ZR10188
|  | 2:00 | 9901 | ZR9901 |  |  | 2:00 | 9997 | ZR9997 |  |  | 2:00 | 10093 | ZR10093 |  |  | 2:00 | 10189 | ZR10189
|  | 4:00 | 9902 | ZR9902 |  |  | 4:00 | 9998 | ZR9998 |  |  | 4:00 | 10094 | ZR10094 |  |  | 4:00 | 10190 | ZR10190
|  | 6:00 | 9903 | ZR9903 |  |  | 6:00 | 9999 | ZR9999 |  |  | 6:00 | 10095 | ZR10095 |  |  | 6:00 | 10191 | ZR10191
|  | 8:00 | 9904 | ZR9904 |  |  | 8:00 | 10000 | ZR10000 |  |  | 8:00 | 10096 | ZR10096 |  |  | 8:00 | 10192 | ZR10192
|  | 10:00 | 9905 | ZR9905 |  |  | 10:00 | 10001 | ZR10001 |  |  | 10:00 | 10097 | ZR10097 |  |  | 10:00 | 10193 | ZR10193
|  | 12:00 | 9906 | ZR9906 |  |  | 12:00 | 10002 | ZR10002 |  |  | 12:00 | 10098 | ZR10098 |  |  | 12:00 | 10194 | ZR10194
|  | 14:00 | 9907 | ZR9907 |  |  | 14:00 | 10003 | ZR10003 |  |  | 14:00 | 10099 | ZR10099 |  |  | 14:00 | 10195 | ZR10195
|  | 16:00 | 9908 | ZR9908 |  |  | 16:00 | 10004 | ZR10004 |  |  | 16:00 | 10100 | ZR10100 |  |  | 16:00 | 10196 | ZR10196
|  | 18:00 | 9909 | ZR9909 |  |  | 18:00 | 10005 | ZR10005 |  |  | 18:00 | 10101 | ZR10101 |  |  | 18:00 | 10197 | ZR10197
|  | 20:00 | 9910 | ZR9910 |  |  | 20:00 | 10006 | ZR10006 |  |  | 20:00 | 10102 | ZR10102 |  |  | 20:00 | 10198 | ZR10198
|  | 22:00 | 9911 | ZR9911 |  |  | 22:00 | 10007 | ZR10007 |  |  | 22:00 | 10103 | ZR10103 |  |  | 22:00 | 10199 | ZR10199
| 2nd | 24:00 | 9912 | ZR9912 |  | 10th | 24:00 | 10008 | ZR10008 |  | 18th | 24:00 | 10104 | ZR10104 |  | 26th | 24:00 | 10200 | ZR10200
|  | 26:00 | 9913 | ZR9913 |  |  | 26:00 | 10009 | ZR10009 |  |  | 26:00 | 10105 | ZR10105 |  |  | 26:00 | 10201 | ZR10201
|  | 28:00 | 9914 | ZR9914 |  |  | 28:00 | 10010 | ZR10010 |  |  | 28:00 | 10106 | ZR10106 |  |  | 28:00 | 10202 | ZR10202
|  | 30:00 | 9915 | ZR9915 |  |  | 30:00 | 10011 | ZR10011 |  |  | 30:00 | 10107 | ZR10107 |  |  | 30:00 | 10203 | ZR10203
|  | 32:00 | 9916 | ZR9916 |  |  | 32:00 | 10012 | ZR10012 |  |  | 32:00 | 10108 | ZR10108 |  |  | 32:00 | 10204 | ZR10204
|  | 34:00 | 9917 | ZR9917 |  |  | 34:00 | 10013 | ZR10013 |  |  | 34:00 | 10109 | ZR10109 |  |  | 34:00 | 10205 | ZR10205
|  | 36:00 | 9918 | ZR9918 |  |  | 36:00 | 10014 | ZR10014 |  |  | 36:00 | 10110 | ZR10110 |  |  | 36:00 | 10206 | ZR10206
|  | 38:00 | 9919 | ZR9919 |  |  | 38:00 | 10015 | ZR10015 |  |  | 38:00 | 10111 | ZR10111 |  |  | 38:00 | 10207 | ZR10207
|  | 40:00 | 9920 | ZR9920 |  |  | 40:00 | 10016 | ZR10016 |  |  | 40:00 | 10112 | ZR10112 |  |  | 40:00 | 10208 | ZR10208
|  | 42:00 | 9921 | ZR9921 |  |  | 42:00 | 10017 | ZR10017 |  |  | 42:00 | 10113 | ZR10113 |  |  | 42:00 | 10209 | ZR10209
|  | 44:00 | 9922 | ZR9922 |  |  | 44:00 | 10018 | ZR10018 |  |  | 44:00 | 10114 | ZR10114 |  |  | 44:00 | 10210 | ZR10210
|  | 46:00 | 9923 | ZR9923 |  |  | 46:00 | 10019 | ZR10019 |  |  | 46:00 | 10115 | ZR10115 |  |  | 46:00 | 10211 | ZR10211
| 3rd | 48:00 | 9924 | ZR9924 |  | 11th | 48:00 | 10020 | ZR10020 |  | 19th | 48:00 | 10116 | ZR10116 |  | 27th | 48:00 | 10212 | ZR10212
|  | 50:00 | 9925 | ZR9925 |  |  | 50:00 | 10021 | ZR10021 |  |  | 50:00 | 10117 | ZR10117 |  |  | 50:00 | 10213 | ZR10213
|  | 52:00 | 9926 | ZR9926 |  |  | 52:00 | 10022 | ZR10022 |  |  | 52:00 | 10118 | ZR10118 |  |  | 52:00 | 10214 | ZR10214
|  | 54:00 | 9927 | ZR9927 |  |  | 54:00 | 10023 | ZR10023 |  |  | 54:00 | 10119 | ZR10119 |  |  | 54:00 | 10215 | ZR10215
|  | 56:00 | 9928 | ZR9928 |  |  | 56:00 | 10024 | ZR10024 |  |  | 56:00 | 10120 | ZR10120 |  |  | 56:00 | 10216 | ZR10216
|  | 58:00 | 9929 | ZR9929 |  |  | 58:00 | 10025 | ZR10025 |  |  | 58:00 | 10121 | ZR10121 |  |  | 58:00 | 10217 | ZR10217
|  | 60:00 | 9930 | ZR9930 |  |  | 60:00 | 10026 | ZR10026 |  |  | 60:00 | 10122 | ZR10122 |  |  | 60:00 | 10218 | ZR10218
|  | 62:00 | 9931 | ZR9931 |  |  | 62:00 | 10027 | ZR10027 |  |  | 62:00 | 10123 | ZR10123 |  |  | 62:00 | 10219 | ZR10219
|  | 64:00 | 9932 | ZR9932 |  |  | 64:00 | 10028 | ZR10028 |  |  | 64:00 | 10124 | ZR10124 |  |  | 64:00 | 10220 | ZR10220
|  | 66:00 | 9933 | ZR9933 |  |  | 66:00 | 10029 | ZR10029 |  |  | 66:00 | 10125 | ZR10125 |  |  | 66:00 | 10221 | ZR10221
|  | 68:00 | 9934 | ZR9934 |  |  | 68:00 | 10030 | ZR10030 |  |  | 68:00 | 10126 | ZR10126 |  |  | 68:00 | 10222 | ZR10222
|  | 70:00 | 9935 | ZR9935 |  |  | 70:00 | 10031 | ZR10031 |  |  | 70:00 | 10127 | ZR10127 |  |  | 70:00 | 10223 | ZR10223
| 4th | 72:00 | 9936 | ZR9936 |  | 12th | 72:00 | 10032 | ZR10032 |  | 20th | 72:00 | 10128 | ZR10128 |  | 28th | 72:00 | 10224 | ZR10224
|  | 74:00 | 9937 | ZR9937 |  |  | 74:00 | 10033 | ZR10033 |  |  | 74:00 | 10129 | ZR10129 |  |  | 74:00 | 10225 | ZR10225
|  | 76:00 | 9938 | ZR9938 |  |  | 76:00 | 10034 | ZR10034 |  |  | 76:00 | 10130 | ZR10130 |  |  | 76:00 | 10226 | ZR10226
|  | 78:00 | 9939 | ZR9939 |  |  | 78:00 | 10035 | ZR10035 |  |  | 78:00 | 10131 | ZR10131 |  |  | 78:00 | 10227 | ZR10227
|  | 80:00 | 9940 | ZR9940 |  |  | 80:00 | 10036 | ZR10036 |  |  | 80:00 | 10132 | ZR10132 |  |  | 80:00 | 10228 | ZR10228
|  | 82:00 | 9941 | ZR9941 |  |  | 82:00 | 10037 | ZR10037 |  |  | 82:00 | 10133 | ZR10133 |  |  | 82:00 | 10229 | ZR10229
|  | 84:00 | 9942 | ZR9942 |  |  | 84:00 | 10038 | ZR10038 |  |  | 84:00 | 10134 | ZR10134 |  |  | 84:00 | 10230 | ZR10230
|  | 86:00 | 9943 | ZR9943 |  |  | 86:00 | 10039 | ZR10039 |  |  | 86:00 | 10135 | ZR10135 |  |  | 86:00 | 10231 | ZR10231
|  | 88:00 | 9944 | ZR9944 |  |  | 88:00 | 10040 | ZR10040 |  |  | 88:00 | 10136 | ZR10136 |  |  | 88:00 | 10232 | ZR10232
|  | 90:00 | 9945 | ZR9945 |  |  | 90:00 | 10041 | ZR10041 |  |  | 90:00 | 10137 | ZR10137 |  |  | 90:00 | 10233 | ZR10233
|  | 92:00 | 9946 | ZR9946 |  |  | 92:00 | 10042 | ZR10042 |  |  | 92:00 | 10138 | ZR10138 |  |  | 92:00 | 10234 | ZR10234
|  | 94:00 | 9947 | ZR9947 |  |  | 94:00 | 10043 | ZR10043 |  |  | 94:00 | 10139 | ZR10139 |  |  | 94:00 | 10235 | ZR10235
| 5th | 96:00 | 9948 | ZR9948 |  | 13th | 96:00 | 10044 | ZR10044 |  | 21th | 96:00 | 10140 | ZR10140 |  | 29th | 96:00 | 10236 | ZR10236
|  | 98:00 | 9949 | ZR9949 |  |  | 98:00 | 10045 | ZR10045 |  |  | 98:00 | 10141 | ZR10141 |  |  | 98:00 | 10237 | ZR10237
|  | 100:00 | 9950 | ZR9950 |  |  | 100:00 | 10046 | ZR10046 |  |  | 100:00 | 10142 | ZR10142 |  |  | 100:00 | 10238 | ZR10238
|  | 102:00 | 9951 | ZR9951 |  |  | 102:00 | 10047 | ZR10047 |  |  | 102:00 | 10143 | ZR10143 |  |  | 102:00 | 10239 | ZR10239
|  | 104:00 | 9952 | ZR9952 |  |  | 104:00 | 10048 | ZR10048 |  |  | 104:00 | 10144 | ZR10144 |  |  | 104:00 | 10240 | ZR10240
|  | 106:00 | 9953 | ZR9953 |  |  | 106:00 | 10049 | ZR10049 |  |  | 106:00 | 10145 | ZR10145 |  |  | 106:00 | 10241 | ZR10241
|  | 108:00 | 9954 | ZR9954 |  |  | 108:00 | 10050 | ZR10050 |  |  | 108:00 | 10146 | ZR10146 |  |  | 108:00 | 10242 | ZR10242
|  | 110:00 | 9955 | ZR9955 |  |  | 110:00 | 10051 | ZR10051 |  |  | 110:00 | 10147 | ZR10147 |  |  | 110:00 | 10243 | ZR10243
|  | 112:00 | 9956 | ZR9956 |  |  | 112:00 | 10052 | ZR10052 |  |  | 112:00 | 10148 | ZR10148 |  |  | 112:00 | 10244 | ZR10244
|  | 114:00 | 9957 | ZR9957 |  |  | 114:00 | 10053 | ZR10053 |  |  | 114:00 | 10149 | ZR10149 |  |  | 114:00 | 10245 | ZR10245
|  | 116:00 | 9958 | ZR9958 |  |  | 116:00 | 10054 | ZR10054 |  |  | 116:00 | 10150 | ZR10150 |  |  | 116:00 | 10246 | ZR10246
|  | 118:00 | 9959 | ZR9959 |  |  | 118:00 | 10055 | ZR10055 |  |  | 118:00 | 10151 | ZR10151 |  |  | 118:00 | 10247 | ZR10247
| 6th | 120:00 | 9960 | ZR9960 |  | 14th | 120:00 | 10056 | ZR10056 |  | 22th | 120:00 | 10152 | ZR10152 |  | 30th | 120:00 | 10248 | ZR10248
|  | 122:00 | 9961 | ZR9961 |  |  | 122:00 | 10057 | ZR10057 |  |  | 122:00 | 10153 | ZR10153 |  |  | 122:00 | 10249 | ZR10249
|  | 124:00 | 9962 | ZR9962 |  |  | 124:00 | 10058 | ZR10058 |  |  | 124:00 | 10154 | ZR10154 |  |  | 124:00 | 10250 | ZR10250
|  | 126:00 | 9963 | ZR9963 |  |  | 126:00 | 10059 | ZR10059 |  |  | 126:00 | 10155 | ZR10155 |  |  | 126:00 | 10251 | ZR10251
|  | 128:00 | 9964 | ZR9964 |  |  | 128:00 | 10060 | ZR10060 |  |  | 128:00 | 10156 | ZR10156 |  |  | 128:00 | 10252 | ZR10252
|  | 130:00 | 9965 | ZR9965 |  |  | 130:00 | 10061 | ZR10061 |  |  | 130:00 | 10157 | ZR10157 |  |  | 130:00 | 10253 | ZR10253
|  | 132:00 | 9966 | ZR9966 |  |  | 132:00 | 10062 | ZR10062 |  |  | 132:00 | 10158 | ZR10158 |  |  | 132:00 | 10254 | ZR10254
|  | 134:00 | 9967 | ZR9967 |  |  | 134:00 | 10063 | ZR10063 |  |  | 134:00 | 10159 | ZR10159 |  |  | 134:00 | 10255 | ZR10255
|  | 136:00 | 9968 | ZR9968 |  |  | 136:00 | 10064 | ZR10064 |  |  | 136:00 | 10160 | ZR10160 |  |  | 136:00 | 10256 | ZR10256
|  | 138:00 | 9969 | ZR9969 |  |  | 138:00 | 10065 | ZR10065 |  |  | 138:00 | 10161 | ZR10161 |  |  | 138:00 | 10257 | ZR10257
|  | 140:00 | 9970 | ZR9970 |  |  | 140:00 | 10066 | ZR10066 |  |  | 140:00 | 10162 | ZR10162 |  |  | 140:00 | 10258 | ZR10258
|  | 142:00 | 9971 | ZR9971 |  |  | 142:00 | 10067 | ZR10067 |  |  | 142:00 | 10163 | ZR10163 |  |  | 142:00 | 10259 | ZR10259
| 7th | 144:00 | 9972 | ZR9972 |  | 15th | 144:00 | 10068 | ZR10068 |  | 23th | 144:00 | 10164 | ZR10164 |  | 31th | 144:00 | 10260 | ZR10260
|  | 146:00 | 9973 | ZR9973 |  |  | 146:00 | 10069 | ZR10069 |  |  | 146:00 | 10165 | ZR10165 |  |  | 146:00 | 10261 | ZR10261
|  | 148:00 | 9974 | ZR9974 |  |  | 148:00 | 10070 | ZR10070 |  |  | 148:00 | 10166 | ZR10166 |  |  | 148:00 | 10262 | ZR10262
|  | 150:00 | 9975 | ZR9975 |  |  | 150:00 | 10071 | ZR10071 |  |  | 150:00 | 10167 | ZR10167 |  |  | 150:00 | 10263 | ZR10263
|  | 152:00 | 9976 | ZR9976 |  |  | 152:00 | 10072 | ZR10072 |  |  | 152:00 | 10168 | ZR10168 |  |  | 152:00 | 10264 | ZR10264
|  | 154:00 | 9977 | ZR9977 |  |  | 154:00 | 10073 | ZR10073 |  |  | 154:00 | 10169 | ZR10169 |  |  | 154:00 | 10265 | ZR10265
|  | 156:00 | 9978 | ZR9978 |  |  | 156:00 | 10074 | ZR10074 |  |  | 156:00 | 10170 | ZR10170 |  |  | 156:00 | 10266 | ZR10266
|  | 158:00 | 9979 | ZR9979 |  |  | 158:00 | 10075 | ZR10075 |  |  | 158:00 | 10171 | ZR10171 |  |  | 158:00 | 10267 | ZR10267
|  | 160:00 | 9980 | ZR9980 |  |  | 160:00 | 10076 | ZR10076 |  |  | 160:00 | 10172 | ZR10172 |  |  | 160:00 | 10268 | ZR10268
|  | 162:00 | 9981 | ZR9981 |  |  | 162:00 | 10077 | ZR10077 |  |  | 162:00 | 10173 | ZR10173 |  |  | 162:00 | 10269 | ZR10269
|  | 164:00 | 9982 | ZR9982 |  |  | 164:00 | 10078 | ZR10078 |  |  | 164:00 | 10174 | ZR10174 |  |  | 164:00 | 10270 | ZR10270
|  | 166:00 | 9983 | ZR9983 |  |  | 166:00 | 10079 | ZR10079 |  |  | 166:00 | 10175 | ZR10175 |  |  | 166:00 | 10271 | ZR10271
| 8th | 168:00 | 9984 | ZR9984 |  | 16th | 168:00 | 10080 | ZR10080 |  | 24th | 168:00 | 10176 | ZR10176
|  | 170:00 | 9985 | ZR9985 |  |  | 170:00 | 10081 | ZR10081 |  |  | 170:00 | 10177 | ZR10177 |  |  | Year | 10280 | ZR10280
|  | 172:00 | 9986 | ZR9986 |  |  | 172:00 | 10082 | ZR10082 |  |  | 172:00 | 10178 | ZR10178 |  |  | Month | 10281 | ZR10281
|  | 174:00 | 9987 | ZR9987 |  |  | 174:00 | 10083 | ZR10083 |  |  | 174:00 | 10179 | ZR10179 |  |  | Date | 10282 | ZR10282
|  | 176:00 | 9988 | ZR9988 |  |  | 176:00 | 10084 | ZR10084 |  |  | 176:00 | 10180 | ZR10180 |  |  | Hour | 10283 | ZR10283
|  | 178:00 | 9989 | ZR9989 |  |  | 178:00 | 10085 | ZR10085 |  |  | 178:00 | 10181 | ZR10181 |  |  | Minute | 10284 | ZR10284
|  | 180:00 | 9990 | ZR9990 |  |  | 180:00 | 10086 | ZR10086 |  |  | 180:00 | 10182 | ZR10182 |  |  | Second | 10285 | ZR10285
|  | 182:00 | 9991 | ZR9991 |  |  | 182:00 | 10087 | ZR10087 |  |  | 182:00 | 10183 | ZR10183 |  |  | Day of Week | 10286 | ZR10286
|  | 184:00 | 9992 | ZR9992 |  |  | 184:00 | 10088 | ZR10088 |  |  | 184:00 | 10184 | ZR10184
|  | 186:00 | 9993 | ZR9993 |  |  | 186:00 | 10089 | ZR10089 |  |  | 186:00 | 10185 | ZR10185 |  |  | Graph Up |  | ZR17711
|  | 188:00 | 9994 | ZR9994 |  |  | 188:00 | 10090 | ZR10090 |  |  | 188:00 | 10186 | ZR10186 |  |  | Graph Down |  | ZR17710
|  | 190:00 | 9995 | ZR9995 |  |  | 190:00 | 10091 | ZR10091 |  |  | 190:00 | 10187 | ZR10187
[17 empty] | MaxData1 |  | ZR17712
[17 empty] | DataLocation1 |  | ZR17713
[17 empty] | DataNumber1 |  | ZR17714
[17 empty] | MaxData2 |  | ZR17715
[17 empty] | DataLocation2 |  | ZR17716
[17 empty] | DataNumber2 |  | ZR17717
|  | OLD |  | 1Year_GraphDataTable |  |  | OLD |  | 1Year_GraphDataTable |  |  | OLD |  | 1Year_GraphDataTable |  |  | OLD |  | 1Year_GraphDataTable
|  | Jan. 1 | 10700 | ZR10700 |  |  | Apr. 11 | 10803 | ZR10803 |  |  | Jul. 21 | 10906 | ZR10906 |  |  | Oct. 31 | 11009 | ZR11009
|  | Jan. 2 | 10701 | ZR10701 |  |  | Apr. 12 | 10804 | ZR10804 |  |  | Jul. 22 | 10907 | ZR10907 |  |  | Nov. 1 | 11010 | ZR11010
|  | Jan. 3 | 10702 | ZR10702 |  |  | Apr. 13 | 10805 | ZR10805 |  |  | Jul. 23 | 10908 | ZR10908 |  |  | Nov. 2 | 11011 | ZR11011
|  | Jan. 4 | 10703 | ZR10703 |  |  | Apr. 14 | 10806 | ZR10806 |  |  | Jul. 24 | 10909 | ZR10909 |  |  | Nov. 3 | 11012 | ZR11012
|  | Jan. 5 | 10704 | ZR10704 |  |  | Apr. 15 | 10807 | ZR10807 |  |  | Jul. 25 | 10910 | ZR10910 |  |  | Nov. 4 | 11013 | ZR11013
|  | Jan. 6 | 10705 | ZR10705 |  |  | Apr. 16 | 10808 | ZR10808 |  |  | Jul. 26 | 10911 | ZR10911 |  |  | Nov. 5 | 11014 | ZR11014
|  | Jan. 7 | 10706 | ZR10706 |  |  | Apr. 17 | 10809 | ZR10809 |  |  | Jul. 27 | 10912 | ZR10912 |  |  | Nov. 6 | 11015 | ZR11015
|  | Jan. 8 | 10707 | ZR10707 |  |  | Apr. 18 | 10810 | ZR10810 |  |  | Jul. 28 | 10913 | ZR10913 |  |  | Nov. 7 | 11016 | ZR11016
|  | Jan. 9 | 10708 | ZR10708 |  |  | Apr. 19 | 10811 | ZR10811 |  |  | Jul. 29 | 10914 | ZR10914 |  |  | Nov. 8 | 11017 | ZR11017
|  | Jan. 10 | 10709 | ZR10709 |  |  | Apr. 20 | 10812 | ZR10812 |  |  | Jul. 30 | 10915 | ZR10915 |  |  | Nov. 9 | 11018 | ZR11018
|  | Jan. 11 | 10710 | ZR10710 |  |  | Apr. 21 | 10813 | ZR10813 |  |  | Jul. 31 | 10916 | ZR10916 |  |  | Nov. 10 | 11019 | ZR11019
|  | Jan. 12 | 10711 | ZR10711 |  |  | Apr. 22 | 10814 | ZR10814 |  |  | Aug. 1 | 10917 | ZR10917 |  |  | Nov. 11 | 11020 | ZR11020
|  | Jan. 13 | 10712 | ZR10712 |  |  | Apr. 23 | 10815 | ZR10815 |  |  | Aug. 2 | 10918 | ZR10918 |  |  | Nov. 12 | 11021 | ZR11021
|  | Jan. 14 | 10713 | ZR10713 |  |  | Apr. 24 | 10816 | ZR10816 |  |  | Aug. 3 | 10919 | ZR10919 |  |  | Nov. 13 | 11022 | ZR11022
|  | Jan. 15 | 10714 | ZR10714 |  |  | Apr. 25 | 10817 | ZR10817 |  |  | Aug. 4 | 10920 | ZR10920 |  |  | Nov. 14 | 11023 | ZR11023
|  | Jan. 16 | 10715 | ZR10715 |  |  | Apr. 26 | 10818 | ZR10818 |  |  | Aug. 5 | 10921 | ZR10921 |  |  | Nov. 15 | 11024 | ZR11024
|  | Jan. 17 | 10716 | ZR10716 |  |  | Apr. 27 | 10819 | ZR10819 |  |  | Aug. 6 | 10922 | ZR10922 |  |  | Nov. 16 | 11025 | ZR11025
|  | Jan. 18 | 10717 | ZR10717 |  |  | Apr. 28 | 10820 | ZR10820 |  |  | Aug. 7 | 10923 | ZR10923 |  |  | Nov. 17 | 11026 | ZR11026
|  | Jan. 19 | 10718 | ZR10718 |  |  | Apr. 29 | 10821 | ZR10821 |  |  | Aug. 8 | 10924 | ZR10924 |  |  | Nov. 18 | 11027 | ZR11027
|  | Jan. 20 | 10719 | ZR10719 |  |  | Apr. 30 | 10822 | ZR10822 |  |  | Aug. 9 | 10925 | ZR10925 |  |  | Nov. 19 | 11028 | ZR11028
|  | Jan. 21 | 10720 | ZR10720 |  |  | Not Used | 10823 | ZR10823 |  |  | Aug. 10 | 10926 | ZR10926 |  |  | Nov. 20 | 11029 | ZR11029
|  | Jan. 22 | 10721 | ZR10721 |  |  | May. 1 | 10824 | ZR10824 |  |  | Aug. 11 | 10927 | ZR10927 |  |  | Nov. 21 | 11030 | ZR11030
|  | Jan. 23 | 10722 | ZR10722 |  |  | May. 2 | 10825 | ZR10825 |  |  | Aug. 12 | 10928 | ZR10928 |  |  | Nov. 22 | 11031 | ZR11031
|  | Jan. 24 | 10723 | ZR10723 |  |  | May. 3 | 10826 | ZR10826 |  |  | Aug. 13 | 10929 | ZR10929 |  |  | Nov. 23 | 11032 | ZR11032
|  | Jan. 25 | 10724 | ZR10724 |  |  | May. 4 | 10827 | ZR10827 |  |  | Aug. 14 | 10930 | ZR10930 |  |  | Nov. 24 | 11033 | ZR11033
|  | Jan. 26 | 10725 | ZR10725 |  |  | May. 5 | 10828 | ZR10828 |  |  | Aug. 15 | 10931 | ZR10931 |  |  | Nov. 25 | 11034 | ZR11034
|  | Jan. 27 | 10726 | ZR10726 |  |  | May. 6 | 10829 | ZR10829 |  |  | Aug. 16 | 10932 | ZR10932 |  |  | Nov. 26 | 11035 | ZR11035
|  | Jan. 28 | 10727 | ZR10727 |  |  | May. 7 | 10830 | ZR10830 |  |  | Aug. 17 | 10933 | ZR10933 |  |  | Nov. 27 | 11036 | ZR11036
|  | Jan. 29 | 10728 | ZR10728 |  |  | May. 8 | 10831 | ZR10831 |  |  | Aug. 18 | 10934 | ZR10934 |  |  | Nov. 28 | 11037 | ZR11037
|  | Jan. 30 | 10729 | ZR10729 |  |  | May. 9 | 10832 | ZR10832 |  |  | Aug. 19 | 10935 | ZR10935 |  |  | Nov. 29 | 11038 | ZR11038
|  | Jan. 31 | 10730 | ZR10730 |  |  | May. 10 | 10833 | ZR10833 |  |  | Aug. 20 | 10936 | ZR10936 |  |  | Nov. 30 | 11039 | ZR11039
|  | Feb. 1 | 10731 | ZR10731 |  |  | May. 11 | 10834 | ZR10834 |  |  | Aug. 21 | 10937 | ZR10937 |  |  | Not Used | 11040 | ZR11040
|  | Feb. 2 | 10732 | ZR10732 |  |  | May. 12 | 10835 | ZR10835 |  |  | Aug. 22 | 10938 | ZR10938 |  |  | Dec. 1 | 11041 | ZR11041
|  | Feb. 3 | 10733 | ZR10733 |  |  | May. 13 | 10836 | ZR10836 |  |  | Aug. 23 | 10939 | ZR10939 |  |  | Dec. 2 | 11042 | ZR11042
|  | Feb. 4 | 10734 | ZR10734 |  |  | May. 14 | 10837 | ZR10837 |  |  | Aug. 24 | 10940 | ZR10940 |  |  | Dec. 3 | 11043 | ZR11043
|  | Feb. 5 | 10735 | ZR10735 |  |  | May. 15 | 10838 | ZR10838 |  |  | Aug. 25 | 10941 | ZR10941 |  |  | Dec. 4 | 11044 | ZR11044
|  | Feb. 6 | 10736 | ZR10736 |  |  | May. 16 | 10839 | ZR10839 |  |  | Aug. 26 | 10942 | ZR10942 |  |  | Dec. 5 | 11045 | ZR11045
|  | Feb. 7 | 10737 | ZR10737 |  |  | May. 17 | 10840 | ZR10840 |  |  | Aug. 27 | 10943 | ZR10943 |  |  | Dec. 6 | 11046 | ZR11046
|  | Feb. 8 | 10738 | ZR10738 |  |  | May. 18 | 10841 | ZR10841 |  |  | Aug. 28 | 10944 | ZR10944 |  |  | Dec. 7 | 11047 | ZR11047
|  | Feb. 9 | 10739 | ZR10739 |  |  | May. 19 | 10842 | ZR10842 |  |  | Aug. 29 | 10945 | ZR10945 |  |  | Dec. 8 | 11048 | ZR11048
|  | Feb. 10 | 10740 | ZR10740 |  |  | May. 20 | 10843 | ZR10843 |  |  | Aug. 30 | 10946 | ZR10946 |  |  | Dec. 9 | 11049 | ZR11049
|  | Feb. 11 | 10741 | ZR10741 |  |  | May. 21 | 10844 | ZR10844 |  |  | Aug. 31 | 10947 | ZR10947 |  |  | Dec. 10 | 11050 | ZR11050
|  | Feb. 12 | 10742 | ZR10742 |  |  | May. 22 | 10845 | ZR10845 |  |  | Sep. 1 | 10948 | ZR10948 |  |  | Dec. 11 | 11051 | ZR11051
|  | Feb. 13 | 10743 | ZR10743 |  |  | May. 23 | 10846 | ZR10846 |  |  | Sep. 2 | 10949 | ZR10949 |  |  | Dec. 12 | 11052 | ZR11052
|  | Feb. 14 | 10744 | ZR10744 |  |  | May. 24 | 10847 | ZR10847 |  |  | Sep. 3 | 10950 | ZR10950 |  |  | Dec. 13 | 11053 | ZR11053
|  | Feb. 15 | 10745 | ZR10745 |  |  | May. 25 | 10848 | ZR10848 |  |  | Sep. 4 | 10951 | ZR10951 |  |  | Dec. 14 | 11054 | ZR11054
|  | Feb. 16 | 10746 | ZR10746 |  |  | May. 26 | 10849 | ZR10849 |  |  | Sep. 5 | 10952 | ZR10952 |  |  | Dec. 15 | 11055 | ZR11055
|  | Feb. 17 | 10747 | ZR10747 |  |  | May. 27 | 10850 | ZR10850 |  |  | Sep. 6 | 10953 | ZR10953 |  |  | Dec. 16 | 11056 | ZR11056
|  | Feb. 18 | 10748 | ZR10748 |  |  | May. 28 | 10851 | ZR10851 |  |  | Sep. 7 | 10954 | ZR10954 |  |  | Dec. 17 | 11057 | ZR11057
|  | Feb. 19 | 10749 | ZR10749 |  |  | May. 29 | 10852 | ZR10852 |  |  | Sep. 8 | 10955 | ZR10955 |  |  | Dec. 18 | 11058 | ZR11058
|  | Feb. 20 | 10750 | ZR10750 |  |  | May. 30 | 10853 | ZR10853 |  |  | Sep. 9 | 10956 | ZR10956 |  |  | Dec. 19 | 11059 | ZR11059
|  | Feb. 21 | 10751 | ZR10751 |  |  | May. 31 | 10854 | ZR10854 |  |  | Sep. 10 | 10957 | ZR10957 |  |  | Dec. 20 | 11060 | ZR11060
|  | Feb. 22 | 10752 | ZR10752 |  |  | Jun. 1 | 10855 | ZR10855 |  |  | Sep. 11 | 10958 | ZR10958 |  |  | Dec. 21 | 11061 | ZR11061
|  | Feb. 23 | 10753 | ZR10753 |  |  | Jun. 2 | 10856 | ZR10856 |  |  | Sep. 12 | 10959 | ZR10959 |  |  | Dec. 22 | 11062 | ZR11062
|  | Feb. 24 | 10754 | ZR10754 |  |  | Jun. 3 | 10857 | ZR10857 |  |  | Sep. 13 | 10960 | ZR10960 |  |  | Dec. 23 | 11063 | ZR11063
|  | Feb. 25 | 10755 | ZR10755 |  |  | Jun. 4 | 10858 | ZR10858 |  |  | Sep. 14 | 10961 | ZR10961 |  |  | Dec. 24 | 11064 | ZR11064
|  | Feb. 26 | 10756 | ZR10756 |  |  | Jun. 5 | 10859 | ZR10859 |  |  | Sep. 15 | 10962 | ZR10962 |  |  | Dec. 25 | 11065 | ZR11065
|  | Feb. 27 | 10757 | ZR10757 |  |  | Jun. 6 | 10860 | ZR10860 |  |  | Sep. 16 | 10963 | ZR10963 |  |  | Dec. 26 | 11066 | ZR11066
|  | Feb. 28 | 10758 | ZR10758 |  |  | Jun. 7 | 10861 | ZR10861 |  |  | Sep. 17 | 10964 | ZR10964 |  |  | Dec. 27 | 11067 | ZR11067
|  | Feb. 29 | 10759 | ZR10759 |  |  | Jun. 8 | 10862 | ZR10862 |  |  | Sep. 18 | 10965 | ZR10965 |  |  | Dec. 28 | 11068 | ZR11068
|  | Not Used | 10760 | ZR10760 |  |  | Jun. 9 | 10863 | ZR10863 |  |  | Sep. 19 | 10966 | ZR10966 |  |  | Dec. 29 | 11069 | ZR11069
|  | Not Used | 10761 | ZR10761 |  |  | Jun. 10 | 10864 | ZR10864 |  |  | Sep. 20 | 10967 | ZR10967 |  |  | Dec. 30 | 11070 | ZR11070
|  | Mar. 1 | 10762 | ZR10762 |  |  | Jun. 11 | 10865 | ZR10865 |  |  | Sep. 21 | 10968 | ZR10968 |  |  | Dec. 31 | 11071 | ZR11071
|  | Mar. 2 | 10763 | ZR10763 |  |  | Jun. 12 | 10866 | ZR10866 |  |  | Sep. 22 | 10969 | ZR10969
|  | Mar. 3 | 10764 | ZR10764 |  |  | Jun. 13 | 10867 | ZR10867 |  |  | Sep. 23 | 10970 | ZR10970 |  |  | Year | 11080 | ZR11080
|  | Mar. 4 | 10765 | ZR10765 |  |  | Jun. 14 | 10868 | ZR10868 |  |  | Sep. 24 | 10971 | ZR10971 |  |  | Month | 11081 | ZR11081
|  | Mar. 5 | 10766 | ZR10766 |  |  | Jun. 15 | 10869 | ZR10869 |  |  | Sep. 25 | 10972 | ZR10972 |  |  | Date | 11082 | ZR11082
|  | Mar. 6 | 10767 | ZR10767 |  |  | Jun. 16 | 10870 | ZR10870 |  |  | Sep. 26 | 10973 | ZR10973 |  |  | Hour | 11083 | ZR11083
|  | Mar. 7 | 10768 | ZR10768 |  |  | Jun. 17 | 10871 | ZR10871 |  |  | Sep. 27 | 10974 | ZR10974 |  |  | Minute | 11084 | ZR11084
|  | Mar. 8 | 10769 | ZR10769 |  |  | Jun. 18 | 10872 | ZR10872 |  |  | Sep. 28 | 10975 | ZR10975 |  |  | Second | 11085 | ZR11085
|  | Mar. 9 | 10770 | ZR10770 |  |  | Jun. 19 | 10873 | ZR10873 |  |  | Sep. 29 | 10976 | ZR10976 |  |  | Day of Week | 11086 | ZR11086
|  | Mar. 10 | 10771 | ZR10771 |  |  | Jun. 20 | 10874 | ZR10874 |  |  | Sep. 30 | 10977 | ZR10977
|  | Mar. 11 | 10772 | ZR10772 |  |  | Jun. 21 | 10875 | ZR10875 |  |  | Not Used | 10978 | ZR10978 |  |  | Graph Up |  | ZR17721
|  | Mar. 12 | 10773 | ZR10773 |  |  | Jun. 22 | 10876 | ZR10876 |  |  | Oct. 1 | 10979 | ZR10979 |  |  | Graph Down |  | ZR17720
|  | Mar. 13 | 10774 | ZR10774 |  |  | Jun. 23 | 10877 | ZR10877 |  |  | Oct. 2 | 10980 | ZR10980
|  | Mar. 14 | 10775 | ZR10775 |  |  | Jun. 24 | 10878 | ZR10878 |  |  | Oct. 3 | 10981 | ZR10981 |  |  | MaxData1 |  | ZR17722
|  | Mar. 15 | 10776 | ZR10776 |  |  | Jun. 25 | 10879 | ZR10879 |  |  | Oct. 4 | 10982 | ZR10982 |  |  | DataLocation1 |  | ZR17723
|  | Mar. 16 | 10777 | ZR10777 |  |  | Jun. 26 | 10880 | ZR10880 |  |  | Oct. 5 | 10983 | ZR10983 |  |  | DataNumber1 |  | ZR17724
|  | Mar. 17 | 10778 | ZR10778 |  |  | Jun. 27 | 10881 | ZR10881 |  |  | Oct. 6 | 10984 | ZR10984 |  |  | MaxData2 |  | ZR17725
|  | Mar. 18 | 10779 | ZR10779 |  |  | Jun. 28 | 10882 | ZR10882 |  |  | Oct. 7 | 10985 | ZR10985 |  |  | DataLocation2 |  | ZR17726
|  | Mar. 19 | 10780 | ZR10780 |  |  | Jun. 29 | 10883 | ZR10883 |  |  | Oct. 8 | 10986 | ZR10986 |  |  | DataNumber2 |  | ZR17727
|  | Mar. 20 | 10781 | ZR10781 |  |  | Jun. 30 | 10884 | ZR10884 |  |  | Oct. 9 | 10987 | ZR10987
|  | Mar. 21 | 10782 | ZR10782 |  |  | Not Used | 10885 | ZR10885 |  |  | Oct. 10 | 10988 | ZR10988
|  | Mar. 22 | 10783 | ZR10783 |  |  | Jul. 1 | 10886 | ZR10886 |  |  | Oct. 11 | 10989 | ZR10989
|  | Mar. 23 | 10784 | ZR10784 |  |  | Jul. 2 | 10887 | ZR10887 |  |  | Oct. 12 | 10990 | ZR10990
|  | Mar. 24 | 10785 | ZR10785 |  |  | Jul. 3 | 10888 | ZR10888 |  |  | Oct. 13 | 10991 | ZR10991
|  | Mar. 25 | 10786 | ZR10786 |  |  | Jul. 4 | 10889 | ZR10889 |  |  | Oct. 14 | 10992 | ZR10992
|  | Mar. 26 | 10787 | ZR10787 |  |  | Jul. 5 | 10890 | ZR10890 |  |  | Oct. 15 | 10993 | ZR10993
|  | Mar. 27 | 10788 | ZR10788 |  |  | Jul. 6 | 10891 | ZR10891 |  |  | Oct. 16 | 10994 | ZR10994
|  | Mar. 28 | 10789 | ZR10789 |  |  | Jul. 7 | 10892 | ZR10892 |  |  | Oct. 17 | 10995 | ZR10995
|  | Mar. 29 | 10790 | ZR10790 |  |  | Jul. 8 | 10893 | ZR10893 |  |  | Oct. 18 | 10996 | ZR10996
|  | Mar. 30 | 10791 | ZR10791 |  |  | Jul. 9 | 10894 | ZR10894 |  |  | Oct. 19 | 10997 | ZR10997
|  | Mar. 31 | 10792 | ZR10792 |  |  | Jul. 10 | 10895 | ZR10895 |  |  | Oct. 20 | 10998 | ZR10998
|  | Apr. 1 | 10793 | ZR10793 |  |  | Jul. 11 | 10896 | ZR10896 |  |  | Oct. 21 | 10999 | ZR10999
|  | Apr. 2 | 10794 | ZR10794 |  |  | Jul. 12 | 10897 | ZR10897 |  |  | Oct. 22 | 11000 | ZR11000
|  | Apr. 3 | 10795 | ZR10795 |  |  | Jul. 13 | 10898 | ZR10898 |  |  | Oct. 23 | 11001 | ZR11001
|  | Apr. 4 | 10796 | ZR10796 |  |  | Jul. 14 | 10899 | ZR10899 |  |  | Oct. 24 | 11002 | ZR11002
|  | Apr. 5 | 10797 | ZR10797 |  |  | Jul. 15 | 10900 | ZR10900 |  |  | Oct. 25 | 11003 | ZR11003
|  | Apr. 6 | 10798 | ZR10798 |  |  | Jul. 16 | 10901 | ZR10901 |  |  | Oct. 26 | 11004 | ZR11004
|  | Apr. 7 | 10799 | ZR10799 |  |  | Jul. 17 | 10902 | ZR10902 |  |  | Oct. 27 | 11005 | ZR11005
|  | Apr. 8 | 10800 | ZR10800 |  |  | Jul. 18 | 10903 | ZR10903 |  |  | Oct. 28 | 11006 | ZR11006
|  | Apr. 9 | 10801 | ZR10801 |  |  | Jul. 19 | 10904 | ZR10904 |  |  | Oct. 29 | 11007 | ZR11007
|  | Apr. 10 | 10802 | ZR10802 |  |  | Jul. 20 | 10905 | ZR10905 |  |  | Oct. 30 | 11008 | ZR11008

## GraphDataTable_CH2_Ior（Now）
2.8 Data Table CH2 Ior (Present)
CH2 Ior |  | 12000 |  |  | CH2 Ior |  | 12000 |  |  | CH2 Ior |  | 12000 |  |  | CH2 Ior |  | 12000
|  | NOW |  | 1Hour_GraphDataTable |  |  | NOW |  | 1Hour_GraphDataTable |  |  | NOW |  | 1Hour_GraphDataTable |  |  | NOW |  | 1Hour_GraphDataTable
|  | 0:00 | 12000 | ZR12000 |  |  | 0:16 | 12096 | ZR12096 |  |  | 0:32 | 12192 | ZR12192 |  |  | 0:48 | 12288 | ZR12288
|  | 0:00 | 12001 | ZR12001 |  |  | 0:16 | 12097 | ZR12097 |  |  | 0:32 | 12193 | ZR12193 |  |  | 0:48 | 12289 | ZR12289
|  | 0:00 | 12002 | ZR12002 |  |  | 0:16 | 12098 | ZR12098 |  |  | 0:32 | 12194 | ZR12194 |  |  | 0:48 | 12290 | ZR12290
|  | 0:00 | 12003 | ZR12003 |  |  | 0:16 | 12099 | ZR12099 |  |  | 0:32 | 12195 | ZR12195 |  |  | 0:49 | 12291 | ZR12291
|  | 0:01 | 12004 | ZR12004 |  |  | 0:17 | 12100 | ZR12100 |  |  | 0:33 | 12196 | ZR12196 |  |  | 0:49 | 12292 | ZR12292
|  | 0:01 | 12005 | ZR12005 |  |  | 0:17 | 12101 | ZR12101 |  |  | 0:33 | 12197 | ZR12197 |  |  | 0:49 | 12293 | ZR12293
|  | 0:01 | 12006 | ZR12006 |  |  | 0:17 | 12102 | ZR12102 |  |  | 0:33 | 12198 | ZR12198 |  |  | 0:49 | 12294 | ZR12294
|  | 0:01 | 12007 | ZR12007 |  |  | 0:17 | 12103 | ZR12103 |  |  | 0:33 | 12199 | ZR12199 |  |  | 0:49 | 12295 | ZR12295
|  | 0:01 | 12008 | ZR12008 |  |  | 0:17 | 12104 | ZR12104 |  |  | 0:33 | 12200 | ZR12200 |  |  | 0:49 | 12296 | ZR12296
|  | 0:02 | 12009 | ZR12009 |  |  | 0:18 | 12105 | ZR12105 |  |  | 0:34 | 12201 | ZR12201 |  |  | 0:50 | 12297 | ZR12297
|  | 0:02 | 12010 | ZR12010 |  |  | 0:18 | 12106 | ZR12106 |  |  | 0:34 | 12202 | ZR12202 |  |  | 0:50 | 12298 | ZR12298
|  | 0:02 | 12011 | ZR12011 |  |  | 0:18 | 12107 | ZR12107 |  |  | 0:34 | 12203 | ZR12203 |  |  | 0:50 | 12299 | ZR12299
|  | 0:02 | 12012 | ZR12012 |  |  | 0:18 | 12108 | ZR12108 |  |  | 0:34 | 12204 | ZR12204 |  |  | 0:50 | 12300 | ZR12300
|  | 0:02 | 12013 | ZR12013 |  |  | 0:18 | 12109 | ZR12109 |  |  | 0:34 | 12205 | ZR12205 |  |  | 0:50 | 12301 | ZR12301
|  | 0:02 | 12014 | ZR12014 |  |  | 0:18 | 12110 | ZR12110 |  |  | 0:34 | 12206 | ZR12206 |  |  | 0:50 | 12302 | ZR12302
|  | 0:02 | 12015 | ZR12015 |  |  | 0:18 | 12111 | ZR12111 |  |  | 0:34 | 12207 | ZR12207 |  |  | 0:50 | 12303 | ZR12303
|  | 0:03 | 12016 | ZR12016 |  |  | 0:19 | 12112 | ZR12112 |  |  | 0:35 | 12208 | ZR12208 |  |  | 0:51 | 12304 | ZR12304
|  | 0:03 | 12017 | ZR12017 |  |  | 0:19 | 12113 | ZR12113 |  |  | 0:35 | 12209 | ZR12209 |  |  | 0:51 | 12305 | ZR12305
|  | 0:03 | 12018 | ZR12018 |  |  | 0:19 | 12114 | ZR12114 |  |  | 0:35 | 12210 | ZR12210 |  |  | 0:51 | 12306 | ZR12306
|  | 0:03 | 12019 | ZR12019 |  |  | 0:19 | 12115 | ZR12115 |  |  | 0:35 | 12211 | ZR12211 |  |  | 0:51 | 12307 | ZR12307
|  | 0:03 | 12020 | ZR12020 |  |  | 0:19 | 12116 | ZR12116 |  |  | 0:35 | 12212 | ZR12212 |  |  | 0:51 | 12308 | ZR12308
|  | 0:04 | 12021 | ZR12021 |  |  | 0:20 | 12117 | ZR12117 |  |  | 0:36 | 12213 | ZR12213 |  |  | 0:52 | 12309 | ZR12309
|  | 0:04 | 12022 | ZR12022 |  |  | 0:20 | 12118 | ZR12118 |  |  | 0:36 | 12214 | ZR12214 |  |  | 0:52 | 12310 | ZR12310
|  | 0:04 | 12023 | ZR12023 |  |  | 0:20 | 12119 | ZR12119 |  |  | 0:36 | 12215 | ZR12215 |  |  | 0:52 | 12311 | ZR12311
|  | 0:04 | 12024 | ZR12024 |  |  | 0:20 | 12120 | ZR12120 |  |  | 0:36 | 12216 | ZR12216 |  |  | 0:52 | 12312 | ZR12312
|  | 0:04 | 12025 | ZR12025 |  |  | 0:20 | 12121 | ZR12121 |  |  | 0:36 | 12217 | ZR12217 |  |  | 0:52 | 12313 | ZR12313
|  | 0:04 | 12026 | ZR12026 |  |  | 0:20 | 12122 | ZR12122 |  |  | 0:36 | 12218 | ZR12218 |  |  | 0:52 | 12314 | ZR12314
|  | 0:04 | 12027 | ZR12027 |  |  | 0:20 | 12123 | ZR12123 |  |  | 0:36 | 12219 | ZR12219 |  |  | 0:52 | 12315 | ZR12315
|  | 0:05 | 12028 | ZR12028 |  |  | 0:21 | 12124 | ZR12124 |  |  | 0:37 | 12220 | ZR12220 |  |  | 0:53 | 12316 | ZR12316
|  | 0:05 | 12029 | ZR12029 |  |  | 0:21 | 12125 | ZR12125 |  |  | 0:37 | 12221 | ZR12221 |  |  | 0:53 | 12317 | ZR12317
|  | 0:05 | 12030 | ZR12030 |  |  | 0:21 | 12126 | ZR12126 |  |  | 0:37 | 12222 | ZR12222 |  |  | 0:53 | 12318 | ZR12318
|  | 0:05 | 12031 | ZR12031 |  |  | 0:21 | 12127 | ZR12127 |  |  | 0:37 | 12223 | ZR12223 |  |  | 0:53 | 12319 | ZR12319
|  | 0:05 | 12032 | ZR12032 |  |  | 0:21 | 12128 | ZR12128 |  |  | 0:37 | 12224 | ZR12224 |  |  | 0:53 | 12320 | ZR12320
|  | 0:05 | 12033 | ZR12033 |  |  | 0:22 | 12129 | ZR12129 |  |  | 0:38 | 12225 | ZR12225 |  |  | 0:54 | 12321 | ZR12321
|  | 0:06 | 12034 | ZR12034 |  |  | 0:22 | 12130 | ZR12130 |  |  | 0:38 | 12226 | ZR12226 |  |  | 0:54 | 12322 | ZR12322
|  | 0:06 | 12035 | ZR12035 |  |  | 0:22 | 12131 | ZR12131 |  |  | 0:38 | 12227 | ZR12227 |  |  | 0:54 | 12323 | ZR12323
|  | 0:06 | 12036 | ZR12036 |  |  | 0:22 | 12132 | ZR12132 |  |  | 0:38 | 12228 | ZR12228 |  |  | 0:54 | 12324 | ZR12324
|  | 0:06 | 12037 | ZR12037 |  |  | 0:22 | 12133 | ZR12133 |  |  | 0:38 | 12229 | ZR12229 |  |  | 0:54 | 12325 | ZR12325
|  | 0:06 | 12038 | ZR12038 |  |  | 0:22 | 12134 | ZR12134 |  |  | 0:38 | 12230 | ZR12230 |  |  | 0:54 | 12326 | ZR12326
|  | 0:07 | 12039 | ZR12039 |  |  | 0:22 | 12135 | ZR12135 |  |  | 0:38 | 12231 | ZR12231 |  |  | 0:54 | 12327 | ZR12327
|  | 0:07 | 12040 | ZR12040 |  |  | 0:23 | 12136 | ZR12136 |  |  | 0:39 | 12232 | ZR12232 |  |  | 0:55 | 12328 | ZR12328
|  | 0:07 | 12041 | ZR12041 |  |  | 0:23 | 12137 | ZR12137 |  |  | 0:39 | 12233 | ZR12233 |  |  | 0:55 | 12329 | ZR12329
|  | 0:07 | 12042 | ZR12042 |  |  | 0:23 | 12138 | ZR12138 |  |  | 0:39 | 12234 | ZR12234 |  |  | 0:55 | 12330 | ZR12330
|  | 0:07 | 12043 | ZR12043 |  |  | 0:23 | 12139 | ZR12139 |  |  | 0:39 | 12235 | ZR12235 |  |  | 0:55 | 12331 | ZR12331
|  | 0:07 | 12044 | ZR12044 |  |  | 0:23 | 12140 | ZR12140 |  |  | 0:39 | 12236 | ZR12236 |  |  | 0:55 | 12332 | ZR12332
|  | 0:07 | 12045 | ZR12045 |  |  | 0:23 | 12141 | ZR12141 |  |  | 0:40 | 12237 | ZR12237 |  |  | 0:56 | 12333 | ZR12333
|  | 0:08 | 12046 | ZR12046 |  |  | 0:24 | 12142 | ZR12142 |  |  | 0:40 | 12238 | ZR12238 |  |  | 0:56 | 12334 | ZR12334
|  | 0:08 | 12047 | ZR12047 |  |  | 0:24 | 12143 | ZR12143 |  |  | 0:40 | 12239 | ZR12239 |  |  | 0:56 | 12335 | ZR12335
|  | 0:08 | 12048 | ZR12048 |  |  | 0:24 | 12144 | ZR12144 |  |  | 0:40 | 12240 | ZR12240 |  |  | 0:56 | 12336 | ZR12336
|  | 0:08 | 12049 | ZR12049 |  |  | 0:24 | 12145 | ZR12145 |  |  | 0:40 | 12241 | ZR12241 |  |  | 0:56 | 12337 | ZR12337
|  | 0:08 | 12050 | ZR12050 |  |  | 0:24 | 12146 | ZR12146 |  |  | 0:40 | 12242 | ZR12242 |  |  | 0:56 | 12338 | ZR12338
|  | 0:09 | 12051 | ZR12051 |  |  | 0:25 | 12147 | ZR12147 |  |  | 0:40 | 12243 | ZR12243 |  |  | 0:56 | 12339 | ZR12339
|  | 0:09 | 12052 | ZR12052 |  |  | 0:25 | 12148 | ZR12148 |  |  | 0:41 | 12244 | ZR12244 |  |  | 0:57 | 12340 | ZR12340
|  | 0:09 | 12053 | ZR12053 |  |  | 0:25 | 12149 | ZR12149 |  |  | 0:41 | 12245 | ZR12245 |  |  | 0:57 | 12341 | ZR12341
|  | 0:09 | 12054 | ZR12054 |  |  | 0:25 | 12150 | ZR12150 |  |  | 0:41 | 12246 | ZR12246 |  |  | 0:57 | 12342 | ZR12342
|  | 0:09 | 12055 | ZR12055 |  |  | 0:25 | 12151 | ZR12151 |  |  | 0:41 | 12247 | ZR12247 |  |  | 0:57 | 12343 | ZR12343
|  | 0:09 | 12056 | ZR12056 |  |  | 0:25 | 12152 | ZR12152 |  |  | 0:41 | 12248 | ZR12248 |  |  | 0:57 | 12344 | ZR12344
|  | 0:09 | 12057 | ZR12057 |  |  | 0:25 | 12153 | ZR12153 |  |  | 0:41 | 12249 | ZR12249 |  |  | 0:58 | 12345 | ZR12345
|  | 0:10 | 12058 | ZR12058 |  |  | 0:26 | 12154 | ZR12154 |  |  | 0:42 | 12250 | ZR12250 |  |  | 0:58 | 12346 | ZR12346
|  | 0:10 | 12059 | ZR12059 |  |  | 0:26 | 12155 | ZR12155 |  |  | 0:42 | 12251 | ZR12251 |  |  | 0:58 | 12347 | ZR12347
|  | 0:10 | 12060 | ZR12060 |  |  | 0:26 | 12156 | ZR12156 |  |  | 0:42 | 12252 | ZR12252 |  |  | 0:58 | 12348 | ZR12348
|  | 0:10 | 12061 | ZR12061 |  |  | 0:26 | 12157 | ZR12157 |  |  | 0:42 | 12253 | ZR12253 |  |  | 0:58 | 12349 | ZR12349
|  | 0:10 | 12062 | ZR12062 |  |  | 0:26 | 12158 | ZR12158 |  |  | 0:42 | 12254 | ZR12254 |  |  | 0:58 | 12350 | ZR12350
|  | 0:11 | 12063 | ZR12063 |  |  | 0:27 | 12159 | ZR12159 |  |  | 0:43 | 12255 | ZR12255 |  |  | 0:58 | 12351 | ZR12351
|  | 0:11 | 12064 | ZR12064 |  |  | 0:27 | 12160 | ZR12160 |  |  | 0:43 | 12256 | ZR12256 |  |  | 0:59 | 12352 | ZR12352
|  | 0:11 | 12065 | ZR12065 |  |  | 0:27 | 12161 | ZR12161 |  |  | 0:43 | 12257 | ZR12257 |  |  | 0:59 | 12353 | ZR12353
|  | 0:11 | 12066 | ZR12066 |  |  | 0:27 | 12162 | ZR12162 |  |  | 0:43 | 12258 | ZR12258 |  |  | 0:59 | 12354 | ZR12354
|  | 0:11 | 12067 | ZR12067 |  |  | 0:27 | 12163 | ZR12163 |  |  | 0:43 | 12259 | ZR12259 |  |  | 0:59 | 12355 | ZR12355
|  | 0:11 | 12068 | ZR12068 |  |  | 0:27 | 12164 | ZR12164 |  |  | 0:43 | 12260 | ZR12260 |  |  | 0:59 | 12356 | ZR12356
|  | 0:12 | 12069 | ZR12069 |  |  | 0:27 | 12165 | ZR12165 |  |  | 0:43 | 12261 | ZR12261 |  |  | 0:59 | 12357 | ZR12357
|  | 0:12 | 12070 | ZR12070 |  |  | 0:28 | 12166 | ZR12166 |  |  | 0:44 | 12262 | ZR12262 |  |  | 1:00 | 12358 | ZR12358
|  | 0:12 | 12071 | ZR12071 |  |  | 0:28 | 12167 | ZR12167 |  |  | 0:44 | 12263 | ZR12263 |  |  | 1:00 | 12359 | ZR12359
|  | 0:12 | 12072 | ZR12072 |  |  | 0:28 | 12168 | ZR12168 |  |  | 0:44 | 12264 | ZR12264
|  | 0:12 | 12073 | ZR12073 |  |  | 0:28 | 12169 | ZR12169 |  |  | 0:44 | 12265 | ZR12265 |  |  | Year | 12370 | ZR12370
|  | 0:12 | 12074 | ZR12074 |  |  | 0:28 | 12170 | ZR12170 |  |  | 0:44 | 12266 | ZR12266 |  |  | Month | 12371 | ZR12371
|  | 0:12 | 12075 | ZR12075 |  |  | 0:29 | 12171 | ZR12171 |  |  | 0:45 | 12267 | ZR12267 |  |  | Date | 12372 | ZR12372
|  | 0:13 | 12076 | ZR12076 |  |  | 0:29 | 12172 | ZR12172 |  |  | 0:45 | 12268 | ZR12268 |  |  | Hour | 12373 | ZR12373
|  | 0:13 | 12077 | ZR12077 |  |  | 0:29 | 12173 | ZR12173 |  |  | 0:45 | 12269 | ZR12269 |  |  | Minute | 12374 | ZR12374
|  | 0:13 | 12078 | ZR12078 |  |  | 0:29 | 12174 | ZR12174 |  |  | 0:45 | 12270 | ZR12270 |  |  | Second | 12375 | ZR12375
|  | 0:13 | 12079 | ZR12079 |  |  | 0:29 | 12175 | ZR12175 |  |  | 0:45 | 12271 | ZR12271 |  |  | Day of Week | 12376 | ZR12376
|  | 0:13 | 12080 | ZR12080 |  |  | 0:29 | 12176 | ZR12176 |  |  | 0:45 | 12272 | ZR12272
|  | 0:14 | 12081 | ZR12081 |  |  | 0:29 | 12177 | ZR12177 |  |  | 0:45 | 12273 | ZR12273
|  | 0:14 | 12082 | ZR12082 |  |  | 0:30 | 12178 | ZR12178 |  |  | 0:46 | 12274 | ZR12274
|  | 0:14 | 12083 | ZR12083 |  |  | 0:30 | 12179 | ZR12179 |  |  | 0:46 | 12275 | ZR12275
|  | 0:14 | 12084 | ZR12084 |  |  | 0:30 | 12180 | ZR12180 |  |  | 0:46 | 12276 | ZR12276
|  | 0:14 | 12085 | ZR12085 |  |  | 0:30 | 12181 | ZR12181 |  |  | 0:46 | 12277 | ZR12277
|  | 0:14 | 12086 | ZR12086 |  |  | 0:30 | 12182 | ZR12182 |  |  | 0:46 | 12278 | ZR12278
|  | 0:14 | 12087 | ZR12087 |  |  | 0:31 | 12183 | ZR12183 |  |  | 0:47 | 12279 | ZR12279
|  | 0:15 | 12088 | ZR12088 |  |  | 0:31 | 12184 | ZR12184 |  |  | 0:47 | 12280 | ZR12280
|  | 0:15 | 12089 | ZR12089 |  |  | 0:31 | 12185 | ZR12185 |  |  | 0:47 | 12281 | ZR12281
|  | 0:15 | 12090 | ZR12090 |  |  | 0:31 | 12186 | ZR12186 |  |  | 0:47 | 12282 | ZR12282
|  | 0:15 | 12091 | ZR12091 |  |  | 0:31 | 12187 | ZR12187 |  |  | 0:47 | 12283 | ZR12283
|  | 0:15 | 12092 | ZR12092 |  |  | 0:31 | 12188 | ZR12188 |  |  | 0:47 | 12284 | ZR12284
|  | 0:16 | 12093 | ZR12093 |  |  | 0:31 | 12189 | ZR12189 |  |  | 0:47 | 12285 | ZR12285
|  | 0:16 | 12094 | ZR12094 |  |  | 0:32 | 12190 | ZR12190 |  |  | 0:48 | 12286 | ZR12286
|  | 0:16 | 12095 | ZR12095 |  |  | 0:32 | 12191 | ZR12191 |  |  | 0:48 | 12287 | ZR12287
|  | NOW |  | 1Day_GraphDataTable |  |  | NOW |  | 1Day_GraphDataTable |  |  | NOW |  | 1Day_GraphDataTable
|  | 0:00 | 12800 | ZR12800 |  |  | 8:00 | 12896 | ZR12896 |  |  | 16:00 | 12992 | ZR12992 |  |  | Year | 13090 | ZR13090
|  | 0:05 | 12801 | ZR12801 |  |  | 8:05 | 12897 | ZR12897 |  |  | 16:05 | 12993 | ZR12993 |  |  | Month | 13091 | ZR13091
|  | 0:10 | 12802 | ZR12802 |  |  | 8:10 | 12898 | ZR12898 |  |  | 16:10 | 12994 | ZR12994 |  |  | Date | 13092 | ZR13092
|  | 0:15 | 12803 | ZR12803 |  |  | 8:15 | 12899 | ZR12899 |  |  | 16:15 | 12995 | ZR12995 |  |  | Hour | 13093 | ZR13093
|  | 0:20 | 12804 | ZR12804 |  |  | 8:20 | 12900 | ZR12900 |  |  | 16:20 | 12996 | ZR12996 |  |  | Minute | 13094 | ZR13094
|  | 0:25 | 12805 | ZR12805 |  |  | 8:25 | 12901 | ZR12901 |  |  | 16:25 | 12997 | ZR12997 |  |  | Second | 13095 | ZR13095
|  | 0:30 | 12806 | ZR12806 |  |  | 8:30 | 12902 | ZR12902 |  |  | 16:30 | 12998 | ZR12998 |  |  | Day of Week | 13096 | ZR13096
|  | 0:35 | 12807 | ZR12807 |  |  | 8:35 | 12903 | ZR12903 |  |  | 16:35 | 12999 | ZR12999
|  | 0:40 | 12808 | ZR12808 |  |  | 8:40 | 12904 | ZR12904 |  |  | 16:40 | 13000 | ZR13000
|  | 0:45 | 12809 | ZR12809 |  |  | 8:45 | 12905 | ZR12905 |  |  | 16:45 | 13001 | ZR13001
|  | 0:50 | 12810 | ZR12810 |  |  | 8:50 | 12906 | ZR12906 |  |  | 16:50 | 13002 | ZR13002
|  | 0:55 | 12811 | ZR12811 |  |  | 8:55 | 12907 | ZR12907 |  |  | 16:55 | 13003 | ZR13003
|  | 1:00 | 12812 | ZR12812 |  |  | 9:00 | 12908 | ZR12908 |  |  | 17:00 | 13004 | ZR13004
|  | 1:05 | 12813 | ZR12813 |  |  | 9:05 | 12909 | ZR12909 |  |  | 17:05 | 13005 | ZR13005
|  | 1:10 | 12814 | ZR12814 |  |  | 9:10 | 12910 | ZR12910 |  |  | 17:10 | 13006 | ZR13006
|  | 1:15 | 12815 | ZR12815 |  |  | 9:15 | 12911 | ZR12911 |  |  | 17:15 | 13007 | ZR13007
|  | 1:20 | 12816 | ZR12816 |  |  | 9:20 | 12912 | ZR12912 |  |  | 17:20 | 13008 | ZR13008
|  | 1:25 | 12817 | ZR12817 |  |  | 9:25 | 12913 | ZR12913 |  |  | 17:25 | 13009 | ZR13009
|  | 1:30 | 12818 | ZR12818 |  |  | 9:30 | 12914 | ZR12914 |  |  | 17:30 | 13010 | ZR13010
|  | 1:35 | 12819 | ZR12819 |  |  | 9:35 | 12915 | ZR12915 |  |  | 17:35 | 13011 | ZR13011
|  | 1:40 | 12820 | ZR12820 |  |  | 9:40 | 12916 | ZR12916 |  |  | 17:40 | 13012 | ZR13012
|  | 1:45 | 12821 | ZR12821 |  |  | 9:45 | 12917 | ZR12917 |  |  | 17:45 | 13013 | ZR13013
|  | 1:50 | 12822 | ZR12822 |  |  | 9:50 | 12918 | ZR12918 |  |  | 17:50 | 13014 | ZR13014
|  | 1:55 | 12823 | ZR12823 |  |  | 9:55 | 12919 | ZR12919 |  |  | 17:55 | 13015 | ZR13015
|  | 2:00 | 12824 | ZR12824 |  |  | 10:00 | 12920 | ZR12920 |  |  | 18:00 | 13016 | ZR13016
|  | 2:05 | 12825 | ZR12825 |  |  | 10:05 | 12921 | ZR12921 |  |  | 18:05 | 13017 | ZR13017
|  | 2:10 | 12826 | ZR12826 |  |  | 10:10 | 12922 | ZR12922 |  |  | 18:10 | 13018 | ZR13018
|  | 2:15 | 12827 | ZR12827 |  |  | 10:15 | 12923 | ZR12923 |  |  | 18:15 | 13019 | ZR13019
|  | 2:20 | 12828 | ZR12828 |  |  | 10:20 | 12924 | ZR12924 |  |  | 18:20 | 13020 | ZR13020
|  | 2:25 | 12829 | ZR12829 |  |  | 10:25 | 12925 | ZR12925 |  |  | 18:25 | 13021 | ZR13021
|  | 2:30 | 12830 | ZR12830 |  |  | 10:30 | 12926 | ZR12926 |  |  | 18:30 | 13022 | ZR13022
|  | 2:35 | 12831 | ZR12831 |  |  | 10:35 | 12927 | ZR12927 |  |  | 18:35 | 13023 | ZR13023
|  | 2:40 | 12832 | ZR12832 |  |  | 10:40 | 12928 | ZR12928 |  |  | 18:40 | 13024 | ZR13024
|  | 2:45 | 12833 | ZR12833 |  |  | 10:45 | 12929 | ZR12929 |  |  | 18:45 | 13025 | ZR13025
|  | 2:50 | 12834 | ZR12834 |  |  | 10:50 | 12930 | ZR12930 |  |  | 18:50 | 13026 | ZR13026
|  | 2:55 | 12835 | ZR12835 |  |  | 10:55 | 12931 | ZR12931 |  |  | 18:55 | 13027 | ZR13027
|  | 3:00 | 12836 | ZR12836 |  |  | 11:00 | 12932 | ZR12932 |  |  | 19:00 | 13028 | ZR13028
|  | 3:05 | 12837 | ZR12837 |  |  | 11:05 | 12933 | ZR12933 |  |  | 19:05 | 13029 | ZR13029
|  | 3:10 | 12838 | ZR12838 |  |  | 11:10 | 12934 | ZR12934 |  |  | 19:10 | 13030 | ZR13030
|  | 3:15 | 12839 | ZR12839 |  |  | 11:15 | 12935 | ZR12935 |  |  | 19:15 | 13031 | ZR13031
|  | 3:20 | 12840 | ZR12840 |  |  | 11:20 | 12936 | ZR12936 |  |  | 19:20 | 13032 | ZR13032
|  | 3:25 | 12841 | ZR12841 |  |  | 11:25 | 12937 | ZR12937 |  |  | 19:25 | 13033 | ZR13033
|  | 3:30 | 12842 | ZR12842 |  |  | 11:30 | 12938 | ZR12938 |  |  | 19:30 | 13034 | ZR13034
|  | 3:35 | 12843 | ZR12843 |  |  | 11:35 | 12939 | ZR12939 |  |  | 19:35 | 13035 | ZR13035
|  | 3:40 | 12844 | ZR12844 |  |  | 11:40 | 12940 | ZR12940 |  |  | 19:40 | 13036 | ZR13036
|  | 3:45 | 12845 | ZR12845 |  |  | 11:45 | 12941 | ZR12941 |  |  | 19:45 | 13037 | ZR13037
|  | 3:50 | 12846 | ZR12846 |  |  | 11:50 | 12942 | ZR12942 |  |  | 19:50 | 13038 | ZR13038
|  | 3:55 | 12847 | ZR12847 |  |  | 11:55 | 12943 | ZR12943 |  |  | 19:55 | 13039 | ZR13039
|  | 4:00 | 12848 | ZR12848 |  |  | 12:00 | 12944 | ZR12944 |  |  | 20:00 | 13040 | ZR13040
|  | 4:05 | 12849 | ZR12849 |  |  | 12:05 | 12945 | ZR12945 |  |  | 20:05 | 13041 | ZR13041
|  | 4:10 | 12850 | ZR12850 |  |  | 12:10 | 12946 | ZR12946 |  |  | 20:10 | 13042 | ZR13042
|  | 4:15 | 12851 | ZR12851 |  |  | 12:15 | 12947 | ZR12947 |  |  | 20:15 | 13043 | ZR13043
|  | 4:20 | 12852 | ZR12852 |  |  | 12:20 | 12948 | ZR12948 |  |  | 20:20 | 13044 | ZR13044
|  | 4:25 | 12853 | ZR12853 |  |  | 12:25 | 12949 | ZR12949 |  |  | 20:25 | 13045 | ZR13045
|  | 4:30 | 12854 | ZR12854 |  |  | 12:30 | 12950 | ZR12950 |  |  | 20:30 | 13046 | ZR13046
|  | 4:35 | 12855 | ZR12855 |  |  | 12:35 | 12951 | ZR12951 |  |  | 20:35 | 13047 | ZR13047
|  | 4:40 | 12856 | ZR12856 |  |  | 12:40 | 12952 | ZR12952 |  |  | 20:40 | 13048 | ZR13048
|  | 4:45 | 12857 | ZR12857 |  |  | 12:45 | 12953 | ZR12953 |  |  | 20:45 | 13049 | ZR13049
|  | 4:50 | 12858 | ZR12858 |  |  | 12:50 | 12954 | ZR12954 |  |  | 20:50 | 13050 | ZR13050
|  | 4:55 | 12859 | ZR12859 |  |  | 12:55 | 12955 | ZR12955 |  |  | 20:55 | 13051 | ZR13051
|  | 5:00 | 12860 | ZR12860 |  |  | 13:00 | 12956 | ZR12956 |  |  | 21:00 | 13052 | ZR13052
|  | 5:05 | 12861 | ZR12861 |  |  | 13:05 | 12957 | ZR12957 |  |  | 21:05 | 13053 | ZR13053
|  | 5:10 | 12862 | ZR12862 |  |  | 13:10 | 12958 | ZR12958 |  |  | 21:10 | 13054 | ZR13054
|  | 5:15 | 12863 | ZR12863 |  |  | 13:15 | 12959 | ZR12959 |  |  | 21:15 | 13055 | ZR13055
|  | 5:20 | 12864 | ZR12864 |  |  | 13:20 | 12960 | ZR12960 |  |  | 21:20 | 13056 | ZR13056
|  | 5:25 | 12865 | ZR12865 |  |  | 13:25 | 12961 | ZR12961 |  |  | 21:25 | 13057 | ZR13057
|  | 5:30 | 12866 | ZR12866 |  |  | 13:30 | 12962 | ZR12962 |  |  | 21:30 | 13058 | ZR13058
|  | 5:35 | 12867 | ZR12867 |  |  | 13:35 | 12963 | ZR12963 |  |  | 21:35 | 13059 | ZR13059
|  | 5:40 | 12868 | ZR12868 |  |  | 13:40 | 12964 | ZR12964 |  |  | 21:40 | 13060 | ZR13060
|  | 5:45 | 12869 | ZR12869 |  |  | 13:45 | 12965 | ZR12965 |  |  | 21:45 | 13061 | ZR13061
|  | 5:50 | 12870 | ZR12870 |  |  | 13:50 | 12966 | ZR12966 |  |  | 21:50 | 13062 | ZR13062
|  | 5:55 | 12871 | ZR12871 |  |  | 13:55 | 12967 | ZR12967 |  |  | 21:55 | 13063 | ZR13063
|  | 6:00 | 12872 | ZR12872 |  |  | 14:00 | 12968 | ZR12968 |  |  | 22:00 | 13064 | ZR13064
|  | 6:05 | 12873 | ZR12873 |  |  | 14:05 | 12969 | ZR12969 |  |  | 22:05 | 13065 | ZR13065
|  | 6:10 | 12874 | ZR12874 |  |  | 14:10 | 12970 | ZR12970 |  |  | 22:10 | 13066 | ZR13066
|  | 6:15 | 12875 | ZR12875 |  |  | 14:15 | 12971 | ZR12971 |  |  | 22:15 | 13067 | ZR13067
|  | 6:20 | 12876 | ZR12876 |  |  | 14:20 | 12972 | ZR12972 |  |  | 22:20 | 13068 | ZR13068
|  | 6:25 | 12877 | ZR12877 |  |  | 14:25 | 12973 | ZR12973 |  |  | 22:25 | 13069 | ZR13069
|  | 6:30 | 12878 | ZR12878 |  |  | 14:30 | 12974 | ZR12974 |  |  | 22:30 | 13070 | ZR13070
|  | 6:35 | 12879 | ZR12879 |  |  | 14:35 | 12975 | ZR12975 |  |  | 22:35 | 13071 | ZR13071
|  | 6:40 | 12880 | ZR12880 |  |  | 14:40 | 12976 | ZR12976 |  |  | 22:40 | 13072 | ZR13072
|  | 6:45 | 12881 | ZR12881 |  |  | 14:45 | 12977 | ZR12977 |  |  | 22:45 | 13073 | ZR13073
|  | 6:50 | 12882 | ZR12882 |  |  | 14:50 | 12978 | ZR12978 |  |  | 22:50 | 13074 | ZR13074
|  | 6:55 | 12883 | ZR12883 |  |  | 14:55 | 12979 | ZR12979 |  |  | 22:55 | 13075 | ZR13075
|  | 7:00 | 12884 | ZR12884 |  |  | 15:00 | 12980 | ZR12980 |  |  | 23:00 | 13076 | ZR13076
|  | 7:05 | 12885 | ZR12885 |  |  | 15:05 | 12981 | ZR12981 |  |  | 23:05 | 13077 | ZR13077
|  | 7:10 | 12886 | ZR12886 |  |  | 15:10 | 12982 | ZR12982 |  |  | 23:10 | 13078 | ZR13078
|  | 7:15 | 12887 | ZR12887 |  |  | 15:15 | 12983 | ZR12983 |  |  | 23:15 | 13079 | ZR13079
|  | 7:20 | 12888 | ZR12888 |  |  | 15:20 | 12984 | ZR12984 |  |  | 23:20 | 13080 | ZR13080
|  | 7:25 | 12889 | ZR12889 |  |  | 15:25 | 12985 | ZR12985 |  |  | 23:25 | 13081 | ZR13081
|  | 7:30 | 12890 | ZR12890 |  |  | 15:30 | 12986 | ZR12986 |  |  | 23:30 | 13082 | ZR13082
|  | 7:35 | 12891 | ZR12891 |  |  | 15:35 | 12987 | ZR12987 |  |  | 23:35 | 13083 | ZR13083
|  | 7:40 | 12892 | ZR12892 |  |  | 15:40 | 12988 | ZR12988 |  |  | 23:40 | 13084 | ZR13084
|  | 7:45 | 12893 | ZR12893 |  |  | 15:45 | 12989 | ZR12989 |  |  | 23:45 | 13085 | ZR13085
|  | 7:50 | 12894 | ZR12894 |  |  | 15:50 | 12990 | ZR12990 |  |  | 23:50 | 13086 | ZR13086
|  | 7:55 | 12895 | ZR12895 |  |  | 15:55 | 12991 | ZR12991 |  |  | 23:55 | 13087 | ZR13087
| NOW (Date, Time) |  |  | 1Mouth_GraphDataTable |  | NOW (Date, Time) |  |  | 1Mouth_GraphDataTable |  | NOW (Date, Time) |  |  | 1Mouth_GraphDataTable |  | NOW (Date, Time) |  |  | 1Mouth_GraphDataTable
| 1st | 0:00 | 13500 | ZR13500 |  | 9th | 0:00 | 13596 | ZR13596 |  | 17th | 0:00 | 13692 | ZR13692 |  | 25th | 0:00 | 13788 | ZR13788
|  | 2:00 | 13501 | ZR13501 |  |  | 2:00 | 13597 | ZR13597 |  |  | 2:00 | 13693 | ZR13693 |  |  | 2:00 | 13789 | ZR13789
|  | 4:00 | 13502 | ZR13502 |  |  | 4:00 | 13598 | ZR13598 |  |  | 4:00 | 13694 | ZR13694 |  |  | 4:00 | 13790 | ZR13790
|  | 6:00 | 13503 | ZR13503 |  |  | 6:00 | 13599 | ZR13599 |  |  | 6:00 | 13695 | ZR13695 |  |  | 6:00 | 13791 | ZR13791
|  | 8:00 | 13504 | ZR13504 |  |  | 8:00 | 13600 | ZR13600 |  |  | 8:00 | 13696 | ZR13696 |  |  | 8:00 | 13792 | ZR13792
|  | 10:00 | 13505 | ZR13505 |  |  | 10:00 | 13601 | ZR13601 |  |  | 10:00 | 13697 | ZR13697 |  |  | 10:00 | 13793 | ZR13793
|  | 12:00 | 13506 | ZR13506 |  |  | 12:00 | 13602 | ZR13602 |  |  | 12:00 | 13698 | ZR13698 |  |  | 12:00 | 13794 | ZR13794
|  | 14:00 | 13507 | ZR13507 |  |  | 14:00 | 13603 | ZR13603 |  |  | 14:00 | 13699 | ZR13699 |  |  | 14:00 | 13795 | ZR13795
|  | 16:00 | 13508 | ZR13508 |  |  | 16:00 | 13604 | ZR13604 |  |  | 16:00 | 13700 | ZR13700 |  |  | 16:00 | 13796 | ZR13796
|  | 18:00 | 13509 | ZR13509 |  |  | 18:00 | 13605 | ZR13605 |  |  | 18:00 | 13701 | ZR13701 |  |  | 18:00 | 13797 | ZR13797
|  | 20:00 | 13510 | ZR13510 |  |  | 20:00 | 13606 | ZR13606 |  |  | 20:00 | 13702 | ZR13702 |  |  | 20:00 | 13798 | ZR13798
|  | 22:00 | 13511 | ZR13511 |  |  | 22:00 | 13607 | ZR13607 |  |  | 22:00 | 13703 | ZR13703 |  |  | 22:00 | 13799 | ZR13799
| 2nd | 24:00 | 13512 | ZR13512 |  | 10th | 24:00 | 13608 | ZR13608 |  | 18th | 24:00 | 13704 | ZR13704 |  | 26th | 24:00 | 13800 | ZR13800
|  | 26:00 | 13513 | ZR13513 |  |  | 26:00 | 13609 | ZR13609 |  |  | 26:00 | 13705 | ZR13705 |  |  | 26:00 | 13801 | ZR13801
|  | 28:00 | 13514 | ZR13514 |  |  | 28:00 | 13610 | ZR13610 |  |  | 28:00 | 13706 | ZR13706 |  |  | 28:00 | 13802 | ZR13802
|  | 30:00 | 13515 | ZR13515 |  |  | 30:00 | 13611 | ZR13611 |  |  | 30:00 | 13707 | ZR13707 |  |  | 30:00 | 13803 | ZR13803
|  | 32:00 | 13516 | ZR13516 |  |  | 32:00 | 13612 | ZR13612 |  |  | 32:00 | 13708 | ZR13708 |  |  | 32:00 | 13804 | ZR13804
|  | 34:00 | 13517 | ZR13517 |  |  | 34:00 | 13613 | ZR13613 |  |  | 34:00 | 13709 | ZR13709 |  |  | 34:00 | 13805 | ZR13805
|  | 36:00 | 13518 | ZR13518 |  |  | 36:00 | 13614 | ZR13614 |  |  | 36:00 | 13710 | ZR13710 |  |  | 36:00 | 13806 | ZR13806
|  | 38:00 | 13519 | ZR13519 |  |  | 38:00 | 13615 | ZR13615 |  |  | 38:00 | 13711 | ZR13711 |  |  | 38:00 | 13807 | ZR13807
|  | 40:00 | 13520 | ZR13520 |  |  | 40:00 | 13616 | ZR13616 |  |  | 40:00 | 13712 | ZR13712 |  |  | 40:00 | 13808 | ZR13808
|  | 42:00 | 13521 | ZR13521 |  |  | 42:00 | 13617 | ZR13617 |  |  | 42:00 | 13713 | ZR13713 |  |  | 42:00 | 13809 | ZR13809
|  | 44:00 | 13522 | ZR13522 |  |  | 44:00 | 13618 | ZR13618 |  |  | 44:00 | 13714 | ZR13714 |  |  | 44:00 | 13810 | ZR13810
|  | 46:00 | 13523 | ZR13523 |  |  | 46:00 | 13619 | ZR13619 |  |  | 46:00 | 13715 | ZR13715 |  |  | 46:00 | 13811 | ZR13811
| 3rd | 48:00 | 13524 | ZR13524 |  | 11th | 48:00 | 13620 | ZR13620 |  | 19th | 48:00 | 13716 | ZR13716 |  | 27th | 48:00 | 13812 | ZR13812
|  | 50:00 | 13525 | ZR13525 |  |  | 50:00 | 13621 | ZR13621 |  |  | 50:00 | 13717 | ZR13717 |  |  | 50:00 | 13813 | ZR13813
|  | 52:00 | 13526 | ZR13526 |  |  | 52:00 | 13622 | ZR13622 |  |  | 52:00 | 13718 | ZR13718 |  |  | 52:00 | 13814 | ZR13814
|  | 54:00 | 13527 | ZR13527 |  |  | 54:00 | 13623 | ZR13623 |  |  | 54:00 | 13719 | ZR13719 |  |  | 54:00 | 13815 | ZR13815
|  | 56:00 | 13528 | ZR13528 |  |  | 56:00 | 13624 | ZR13624 |  |  | 56:00 | 13720 | ZR13720 |  |  | 56:00 | 13816 | ZR13816
|  | 58:00 | 13529 | ZR13529 |  |  | 58:00 | 13625 | ZR13625 |  |  | 58:00 | 13721 | ZR13721 |  |  | 58:00 | 13817 | ZR13817
|  | 60:00 | 13530 | ZR13530 |  |  | 60:00 | 13626 | ZR13626 |  |  | 60:00 | 13722 | ZR13722 |  |  | 60:00 | 13818 | ZR13818
|  | 62:00 | 13531 | ZR13531 |  |  | 62:00 | 13627 | ZR13627 |  |  | 62:00 | 13723 | ZR13723 |  |  | 62:00 | 13819 | ZR13819
|  | 64:00 | 13532 | ZR13532 |  |  | 64:00 | 13628 | ZR13628 |  |  | 64:00 | 13724 | ZR13724 |  |  | 64:00 | 13820 | ZR13820
|  | 66:00 | 13533 | ZR13533 |  |  | 66:00 | 13629 | ZR13629 |  |  | 66:00 | 13725 | ZR13725 |  |  | 66:00 | 13821 | ZR13821
|  | 68:00 | 13534 | ZR13534 |  |  | 68:00 | 13630 | ZR13630 |  |  | 68:00 | 13726 | ZR13726 |  |  | 68:00 | 13822 | ZR13822
|  | 70:00 | 13535 | ZR13535 |  |  | 70:00 | 13631 | ZR13631 |  |  | 70:00 | 13727 | ZR13727 |  |  | 70:00 | 13823 | ZR13823
| 4th | 72:00 | 13536 | ZR13536 |  | 12th | 72:00 | 13632 | ZR13632 |  | 20th | 72:00 | 13728 | ZR13728 |  | 28th | 72:00 | 13824 | ZR13824
|  | 74:00 | 13537 | ZR13537 |  |  | 74:00 | 13633 | ZR13633 |  |  | 74:00 | 13729 | ZR13729 |  |  | 74:00 | 13825 | ZR13825
|  | 76:00 | 13538 | ZR13538 |  |  | 76:00 | 13634 | ZR13634 |  |  | 76:00 | 13730 | ZR13730 |  |  | 76:00 | 13826 | ZR13826
|  | 78:00 | 13539 | ZR13539 |  |  | 78:00 | 13635 | ZR13635 |  |  | 78:00 | 13731 | ZR13731 |  |  | 78:00 | 13827 | ZR13827
|  | 80:00 | 13540 | ZR13540 |  |  | 80:00 | 13636 | ZR13636 |  |  | 80:00 | 13732 | ZR13732 |  |  | 80:00 | 13828 | ZR13828
|  | 82:00 | 13541 | ZR13541 |  |  | 82:00 | 13637 | ZR13637 |  |  | 82:00 | 13733 | ZR13733 |  |  | 82:00 | 13829 | ZR13829
|  | 84:00 | 13542 | ZR13542 |  |  | 84:00 | 13638 | ZR13638 |  |  | 84:00 | 13734 | ZR13734 |  |  | 84:00 | 13830 | ZR13830
|  | 86:00 | 13543 | ZR13543 |  |  | 86:00 | 13639 | ZR13639 |  |  | 86:00 | 13735 | ZR13735 |  |  | 86:00 | 13831 | ZR13831
|  | 88:00 | 13544 | ZR13544 |  |  | 88:00 | 13640 | ZR13640 |  |  | 88:00 | 13736 | ZR13736 |  |  | 88:00 | 13832 | ZR13832
|  | 90:00 | 13545 | ZR13545 |  |  | 90:00 | 13641 | ZR13641 |  |  | 90:00 | 13737 | ZR13737 |  |  | 90:00 | 13833 | ZR13833
|  | 92:00 | 13546 | ZR13546 |  |  | 92:00 | 13642 | ZR13642 |  |  | 92:00 | 13738 | ZR13738 |  |  | 92:00 | 13834 | ZR13834
|  | 94:00 | 13547 | ZR13547 |  |  | 94:00 | 13643 | ZR13643 |  |  | 94:00 | 13739 | ZR13739 |  |  | 94:00 | 13835 | ZR13835
| 5th | 96:00 | 13548 | ZR13548 |  | 13th | 96:00 | 13644 | ZR13644 |  | 21th | 96:00 | 13740 | ZR13740 |  | 29th | 96:00 | 13836 | ZR13836
|  | 98:00 | 13549 | ZR13549 |  |  | 98:00 | 13645 | ZR13645 |  |  | 98:00 | 13741 | ZR13741 |  |  | 98:00 | 13837 | ZR13837
|  | 100:00 | 13550 | ZR13550 |  |  | 100:00 | 13646 | ZR13646 |  |  | 100:00 | 13742 | ZR13742 |  |  | 100:00 | 13838 | ZR13838
|  | 102:00 | 13551 | ZR13551 |  |  | 102:00 | 13647 | ZR13647 |  |  | 102:00 | 13743 | ZR13743 |  |  | 102:00 | 13839 | ZR13839
|  | 104:00 | 13552 | ZR13552 |  |  | 104:00 | 13648 | ZR13648 |  |  | 104:00 | 13744 | ZR13744 |  |  | 104:00 | 13840 | ZR13840
|  | 106:00 | 13553 | ZR13553 |  |  | 106:00 | 13649 | ZR13649 |  |  | 106:00 | 13745 | ZR13745 |  |  | 106:00 | 13841 | ZR13841
|  | 108:00 | 13554 | ZR13554 |  |  | 108:00 | 13650 | ZR13650 |  |  | 108:00 | 13746 | ZR13746 |  |  | 108:00 | 13842 | ZR13842
|  | 110:00 | 13555 | ZR13555 |  |  | 110:00 | 13651 | ZR13651 |  |  | 110:00 | 13747 | ZR13747 |  |  | 110:00 | 13843 | ZR13843
|  | 112:00 | 13556 | ZR13556 |  |  | 112:00 | 13652 | ZR13652 |  |  | 112:00 | 13748 | ZR13748 |  |  | 112:00 | 13844 | ZR13844
|  | 114:00 | 13557 | ZR13557 |  |  | 114:00 | 13653 | ZR13653 |  |  | 114:00 | 13749 | ZR13749 |  |  | 114:00 | 13845 | ZR13845
|  | 116:00 | 13558 | ZR13558 |  |  | 116:00 | 13654 | ZR13654 |  |  | 116:00 | 13750 | ZR13750 |  |  | 116:00 | 13846 | ZR13846
|  | 118:00 | 13559 | ZR13559 |  |  | 118:00 | 13655 | ZR13655 |  |  | 118:00 | 13751 | ZR13751 |  |  | 118:00 | 13847 | ZR13847
| 6th | 120:00 | 13560 | ZR13560 |  | 14th | 120:00 | 13656 | ZR13656 |  | 22th | 120:00 | 13752 | ZR13752 |  | 30th | 120:00 | 13848 | ZR13848
|  | 122:00 | 13561 | ZR13561 |  |  | 122:00 | 13657 | ZR13657 |  |  | 122:00 | 13753 | ZR13753 |  |  | 122:00 | 13849 | ZR13849
|  | 124:00 | 13562 | ZR13562 |  |  | 124:00 | 13658 | ZR13658 |  |  | 124:00 | 13754 | ZR13754 |  |  | 124:00 | 13850 | ZR13850
|  | 126:00 | 13563 | ZR13563 |  |  | 126:00 | 13659 | ZR13659 |  |  | 126:00 | 13755 | ZR13755 |  |  | 126:00 | 13851 | ZR13851
|  | 128:00 | 13564 | ZR13564 |  |  | 128:00 | 13660 | ZR13660 |  |  | 128:00 | 13756 | ZR13756 |  |  | 128:00 | 13852 | ZR13852
|  | 130:00 | 13565 | ZR13565 |  |  | 130:00 | 13661 | ZR13661 |  |  | 130:00 | 13757 | ZR13757 |  |  | 130:00 | 13853 | ZR13853
|  | 132:00 | 13566 | ZR13566 |  |  | 132:00 | 13662 | ZR13662 |  |  | 132:00 | 13758 | ZR13758 |  |  | 132:00 | 13854 | ZR13854
|  | 134:00 | 13567 | ZR13567 |  |  | 134:00 | 13663 | ZR13663 |  |  | 134:00 | 13759 | ZR13759 |  |  | 134:00 | 13855 | ZR13855
|  | 136:00 | 13568 | ZR13568 |  |  | 136:00 | 13664 | ZR13664 |  |  | 136:00 | 13760 | ZR13760 |  |  | 136:00 | 13856 | ZR13856
|  | 138:00 | 13569 | ZR13569 |  |  | 138:00 | 13665 | ZR13665 |  |  | 138:00 | 13761 | ZR13761 |  |  | 138:00 | 13857 | ZR13857
|  | 140:00 | 13570 | ZR13570 |  |  | 140:00 | 13666 | ZR13666 |  |  | 140:00 | 13762 | ZR13762 |  |  | 140:00 | 13858 | ZR13858
|  | 142:00 | 13571 | ZR13571 |  |  | 142:00 | 13667 | ZR13667 |  |  | 142:00 | 13763 | ZR13763 |  |  | 142:00 | 13859 | ZR13859
| 7th | 144:00 | 13572 | ZR13572 |  | 15th | 144:00 | 13668 | ZR13668 |  | 23th | 144:00 | 13764 | ZR13764 |  | 31th | 144:00 | 13860 | ZR13860
|  | 146:00 | 13573 | ZR13573 |  |  | 146:00 | 13669 | ZR13669 |  |  | 146:00 | 13765 | ZR13765 |  |  | 146:00 | 13861 | ZR13861
|  | 148:00 | 13574 | ZR13574 |  |  | 148:00 | 13670 | ZR13670 |  |  | 148:00 | 13766 | ZR13766 |  |  | 148:00 | 13862 | ZR13862
|  | 150:00 | 13575 | ZR13575 |  |  | 150:00 | 13671 | ZR13671 |  |  | 150:00 | 13767 | ZR13767 |  |  | 150:00 | 13863 | ZR13863
|  | 152:00 | 13576 | ZR13576 |  |  | 152:00 | 13672 | ZR13672 |  |  | 152:00 | 13768 | ZR13768 |  |  | 152:00 | 13864 | ZR13864
|  | 154:00 | 13577 | ZR13577 |  |  | 154:00 | 13673 | ZR13673 |  |  | 154:00 | 13769 | ZR13769 |  |  | 154:00 | 13865 | ZR13865
|  | 156:00 | 13578 | ZR13578 |  |  | 156:00 | 13674 | ZR13674 |  |  | 156:00 | 13770 | ZR13770 |  |  | 156:00 | 13866 | ZR13866
|  | 158:00 | 13579 | ZR13579 |  |  | 158:00 | 13675 | ZR13675 |  |  | 158:00 | 13771 | ZR13771 |  |  | 158:00 | 13867 | ZR13867
|  | 160:00 | 13580 | ZR13580 |  |  | 160:00 | 13676 | ZR13676 |  |  | 160:00 | 13772 | ZR13772 |  |  | 160:00 | 13868 | ZR13868
|  | 162:00 | 13581 | ZR13581 |  |  | 162:00 | 13677 | ZR13677 |  |  | 162:00 | 13773 | ZR13773 |  |  | 162:00 | 13869 | ZR13869
|  | 164:00 | 13582 | ZR13582 |  |  | 164:00 | 13678 | ZR13678 |  |  | 164:00 | 13774 | ZR13774 |  |  | 164:00 | 13870 | ZR13870
|  | 166:00 | 13583 | ZR13583 |  |  | 166:00 | 13679 | ZR13679 |  |  | 166:00 | 13775 | ZR13775 |  |  | 166:00 | 13871 | ZR13871
| 8th | 168:00 | 13584 | ZR13584 |  | 16th | 168:00 | 13680 | ZR13680 |  | 24th | 168:00 | 13776 | ZR13776
|  | 170:00 | 13585 | ZR13585 |  |  | 170:00 | 13681 | ZR13681 |  |  | 170:00 | 13777 | ZR13777 |  |  | Year | 13880 | ZR13880
|  | 172:00 | 13586 | ZR13586 |  |  | 172:00 | 13682 | ZR13682 |  |  | 172:00 | 13778 | ZR13778 |  |  | Month | 13881 | ZR13881
|  | 174:00 | 13587 | ZR13587 |  |  | 174:00 | 13683 | ZR13683 |  |  | 174:00 | 13779 | ZR13779 |  |  | Date | 13882 | ZR13882
|  | 176:00 | 13588 | ZR13588 |  |  | 176:00 | 13684 | ZR13684 |  |  | 176:00 | 13780 | ZR13780 |  |  | Hour | 13883 | ZR13883
|  | 178:00 | 13589 | ZR13589 |  |  | 178:00 | 13685 | ZR13685 |  |  | 178:00 | 13781 | ZR13781 |  |  | Minute | 13884 | ZR13884
|  | 180:00 | 13590 | ZR13590 |  |  | 180:00 | 13686 | ZR13686 |  |  | 180:00 | 13782 | ZR13782 |  |  | Second | 13885 | ZR13885
|  | 182:00 | 13591 | ZR13591 |  |  | 182:00 | 13687 | ZR13687 |  |  | 182:00 | 13783 | ZR13783 |  |  | Day of Week | 13886 | ZR13886
|  | 184:00 | 13592 | ZR13592 |  |  | 184:00 | 13688 | ZR13688 |  |  | 184:00 | 13784 | ZR13784
|  | 186:00 | 13593 | ZR13593 |  |  | 186:00 | 13689 | ZR13689 |  |  | 186:00 | 13785 | ZR13785
|  | 188:00 | 13594 | ZR13594 |  |  | 188:00 | 13690 | ZR13690 |  |  | 188:00 | 13786 | ZR13786
|  | 190:00 | 13595 | ZR13595 |  |  | 190:00 | 13691 | ZR13691 |  |  | 190:00 | 13787 | ZR13787
|  | NOW |  | 1Year_GraphDataTable |  |  | NOW |  | 1Year_GraphDataTable |  |  | NOW |  | 1Year_GraphDataTable |  |  | NOW |  | 1Year_GraphDataTable
|  | Jan. 1 | 14300 | ZR14300 |  |  | Apr. 4 | 14396 | ZR14396 |  |  | Jul. 7 | 14492 | ZR14492 |  |  | Oct. 10 | 14588 | ZR14588
|  | Jan. 2 | 14301 | ZR14301 |  |  | Apr. 5 | 14397 | ZR14397 |  |  | Jul. 8 | 14493 | ZR14493 |  |  | Oct. 11 | 14589 | ZR14589
|  | Jan. 3 | 14302 | ZR14302 |  |  | Apr. 6 | 14398 | ZR14398 |  |  | Jul. 9 | 14494 | ZR14494 |  |  | Oct. 12 | 14590 | ZR14590
|  | Jan. 4 | 14303 | ZR14303 |  |  | Apr. 7 | 14399 | ZR14399 |  |  | Jul. 10 | 14495 | ZR14495 |  |  | Oct. 13 | 14591 | ZR14591
|  | Jan. 5 | 14304 | ZR14304 |  |  | Apr. 8 | 14400 | ZR14400 |  |  | Jul. 11 | 14496 | ZR14496 |  |  | Oct. 14 | 14592 | ZR14592
|  | Jan. 6 | 14305 | ZR14305 |  |  | Apr. 9 | 14401 | ZR14401 |  |  | Jul. 12 | 14497 | ZR14497 |  |  | Oct. 15 | 14593 | ZR14593
|  | Jan. 7 | 14306 | ZR14306 |  |  | Apr. 10 | 14402 | ZR14402 |  |  | Jul. 13 | 14498 | ZR14498 |  |  | Oct. 16 | 14594 | ZR14594
|  | Jan. 8 | 14307 | ZR14307 |  |  | Apr. 11 | 14403 | ZR14403 |  |  | Jul. 14 | 14499 | ZR14499 |  |  | Oct. 17 | 14595 | ZR14595
|  | Jan. 9 | 14308 | ZR14308 |  |  | Apr. 12 | 14404 | ZR14404 |  |  | Jul. 15 | 14500 | ZR14500 |  |  | Oct. 18 | 14596 | ZR14596
|  | Jan. 10 | 14309 | ZR14309 |  |  | Apr. 13 | 14405 | ZR14405 |  |  | Jul. 16 | 14501 | ZR14501 |  |  | Oct. 19 | 14597 | ZR14597
|  | Jan. 11 | 14310 | ZR14310 |  |  | Apr. 14 | 14406 | ZR14406 |  |  | Jul. 17 | 14502 | ZR14502 |  |  | Oct. 20 | 14598 | ZR14598
|  | Jan. 12 | 14311 | ZR14311 |  |  | Apr. 15 | 14407 | ZR14407 |  |  | Jul. 18 | 14503 | ZR14503 |  |  | Oct. 21 | 14599 | ZR14599
|  | Jan. 13 | 14312 | ZR14312 |  |  | Apr. 16 | 14408 | ZR14408 |  |  | Jul. 19 | 14504 | ZR14504 |  |  | Oct. 22 | 14600 | ZR14600
|  | Jan. 14 | 14313 | ZR14313 |  |  | Apr. 17 | 14409 | ZR14409 |  |  | Jul. 20 | 14505 | ZR14505 |  |  | Oct. 23 | 14601 | ZR14601
|  | Jan. 15 | 14314 | ZR14314 |  |  | Apr. 18 | 14410 | ZR14410 |  |  | Jul. 21 | 14506 | ZR14506 |  |  | Oct. 24 | 14602 | ZR14602
|  | Jan. 16 | 14315 | ZR14315 |  |  | Apr. 19 | 14411 | ZR14411 |  |  | Jul. 22 | 14507 | ZR14507 |  |  | Oct. 25 | 14603 | ZR14603
|  | Jan. 17 | 14316 | ZR14316 |  |  | Apr. 20 | 14412 | ZR14412 |  |  | Jul. 23 | 14508 | ZR14508 |  |  | Oct. 26 | 14604 | ZR14604
|  | Jan. 18 | 14317 | ZR14317 |  |  | Apr. 21 | 14413 | ZR14413 |  |  | Jul. 24 | 14509 | ZR14509 |  |  | Oct. 27 | 14605 | ZR14605
|  | Jan. 19 | 14318 | ZR14318 |  |  | Apr. 22 | 14414 | ZR14414 |  |  | Jul. 25 | 14510 | ZR14510 |  |  | Oct. 28 | 14606 | ZR14606
|  | Jan. 20 | 14319 | ZR14319 |  |  | Apr. 23 | 14415 | ZR14415 |  |  | Jul. 26 | 14511 | ZR14511 |  |  | Oct. 29 | 14607 | ZR14607
|  | Jan. 21 | 14320 | ZR14320 |  |  | Apr. 24 | 14416 | ZR14416 |  |  | Jul. 27 | 14512 | ZR14512 |  |  | Oct. 30 | 14608 | ZR14608
|  | Jan. 22 | 14321 | ZR14321 |  |  | Apr. 25 | 14417 | ZR14417 |  |  | Jul. 28 | 14513 | ZR14513 |  |  | Oct. 31 | 14609 | ZR14609
|  | Jan. 23 | 14322 | ZR14322 |  |  | Apr. 26 | 14418 | ZR14418 |  |  | Jul. 29 | 14514 | ZR14514 |  |  | Nov. 1 | 14610 | ZR14610
|  | Jan. 24 | 14323 | ZR14323 |  |  | Apr. 27 | 14419 | ZR14419 |  |  | Jul. 30 | 14515 | ZR14515 |  |  | Nov. 2 | 14611 | ZR14611
|  | Jan. 25 | 14324 | ZR14324 |  |  | Apr. 28 | 14420 | ZR14420 |  |  | Jul. 31 | 14516 | ZR14516 |  |  | Nov. 3 | 14612 | ZR14612
|  | Jan. 26 | 14325 | ZR14325 |  |  | Apr. 29 | 14421 | ZR14421 |  |  | Aug. 1 | 14517 | ZR14517 |  |  | Nov. 4 | 14613 | ZR14613
|  | Jan. 27 | 14326 | ZR14326 |  |  | Apr. 30 | 14422 | ZR14422 |  |  | Aug. 2 | 14518 | ZR14518 |  |  | Nov. 5 | 14614 | ZR14614
|  | Jan. 28 | 14327 | ZR14327 |  |  | Not Used | 14423 | ZR14423 |  |  | Aug. 3 | 14519 | ZR14519 |  |  | Nov. 6 | 14615 | ZR14615
|  | Jan. 29 | 14328 | ZR14328 |  |  | May. 1 | 14424 | ZR14424 |  |  | Aug. 4 | 14520 | ZR14520 |  |  | Nov. 7 | 14616 | ZR14616
|  | Jan. 30 | 14329 | ZR14329 |  |  | May. 2 | 14425 | ZR14425 |  |  | Aug. 5 | 14521 | ZR14521 |  |  | Nov. 8 | 14617 | ZR14617
|  | Jan. 31 | 14330 | ZR14330 |  |  | May. 3 | 14426 | ZR14426 |  |  | Aug. 6 | 14522 | ZR14522 |  |  | Nov. 9 | 14618 | ZR14618
|  | Feb. 1 | 14331 | ZR14331 |  |  | May. 4 | 14427 | ZR14427 |  |  | Aug. 7 | 14523 | ZR14523 |  |  | Nov. 10 | 14619 | ZR14619
|  | Feb. 2 | 14332 | ZR14332 |  |  | May. 5 | 14428 | ZR14428 |  |  | Aug. 8 | 14524 | ZR14524 |  |  | Nov. 11 | 14620 | ZR14620
|  | Feb. 3 | 14333 | ZR14333 |  |  | May. 6 | 14429 | ZR14429 |  |  | Aug. 9 | 14525 | ZR14525 |  |  | Nov. 12 | 14621 | ZR14621
|  | Feb. 4 | 14334 | ZR14334 |  |  | May. 7 | 14430 | ZR14430 |  |  | Aug. 10 | 14526 | ZR14526 |  |  | Nov. 13 | 14622 | ZR14622
|  | Feb. 5 | 14335 | ZR14335 |  |  | May. 8 | 14431 | ZR14431 |  |  | Aug. 11 | 14527 | ZR14527 |  |  | Nov. 14 | 14623 | ZR14623
|  | Feb. 6 | 14336 | ZR14336 |  |  | May. 9 | 14432 | ZR14432 |  |  | Aug. 12 | 14528 | ZR14528 |  |  | Nov. 15 | 14624 | ZR14624
|  | Feb. 7 | 14337 | ZR14337 |  |  | May. 10 | 14433 | ZR14433 |  |  | Aug. 13 | 14529 | ZR14529 |  |  | Nov. 16 | 14625 | ZR14625
|  | Feb. 8 | 14338 | ZR14338 |  |  | May. 11 | 14434 | ZR14434 |  |  | Aug. 14 | 14530 | ZR14530 |  |  | Nov. 17 | 14626 | ZR14626
|  | Feb. 9 | 14339 | ZR14339 |  |  | May. 12 | 14435 | ZR14435 |  |  | Aug. 15 | 14531 | ZR14531 |  |  | Nov. 18 | 14627 | ZR14627
|  | Feb. 10 | 14340 | ZR14340 |  |  | May. 13 | 14436 | ZR14436 |  |  | Aug. 16 | 14532 | ZR14532 |  |  | Nov. 19 | 14628 | ZR14628
|  | Feb. 11 | 14341 | ZR14341 |  |  | May. 14 | 14437 | ZR14437 |  |  | Aug. 17 | 14533 | ZR14533 |  |  | Nov. 20 | 14629 | ZR14629
|  | Feb. 12 | 14342 | ZR14342 |  |  | May. 15 | 14438 | ZR14438 |  |  | Aug. 18 | 14534 | ZR14534 |  |  | Nov. 21 | 14630 | ZR14630
|  | Feb. 13 | 14343 | ZR14343 |  |  | May. 16 | 14439 | ZR14439 |  |  | Aug. 19 | 14535 | ZR14535 |  |  | Nov. 22 | 14631 | ZR14631
|  | Feb. 14 | 14344 | ZR14344 |  |  | May. 17 | 14440 | ZR14440 |  |  | Aug. 20 | 14536 | ZR14536 |  |  | Nov. 23 | 14632 | ZR14632
|  | Feb. 15 | 14345 | ZR14345 |  |  | May. 18 | 14441 | ZR14441 |  |  | Aug. 21 | 14537 | ZR14537 |  |  | Nov. 24 | 14633 | ZR14633
|  | Feb. 16 | 14346 | ZR14346 |  |  | May. 19 | 14442 | ZR14442 |  |  | Aug. 22 | 14538 | ZR14538 |  |  | Nov. 25 | 14634 | ZR14634
|  | Feb. 17 | 14347 | ZR14347 |  |  | May. 20 | 14443 | ZR14443 |  |  | Aug. 23 | 14539 | ZR14539 |  |  | Nov. 26 | 14635 | ZR14635
|  | Feb. 18 | 14348 | ZR14348 |  |  | May. 21 | 14444 | ZR14444 |  |  | Aug. 24 | 14540 | ZR14540 |  |  | Nov. 27 | 14636 | ZR14636
|  | Feb. 19 | 14349 | ZR14349 |  |  | May. 22 | 14445 | ZR14445 |  |  | Aug. 25 | 14541 | ZR14541 |  |  | Nov. 28 | 14637 | ZR14637
|  | Feb. 20 | 14350 | ZR14350 |  |  | May. 23 | 14446 | ZR14446 |  |  | Aug. 26 | 14542 | ZR14542 |  |  | Nov. 29 | 14638 | ZR14638
|  | Feb. 21 | 14351 | ZR14351 |  |  | May. 24 | 14447 | ZR14447 |  |  | Aug. 27 | 14543 | ZR14543 |  |  | Nov. 30 | 14639 | ZR14639
|  | Feb. 22 | 14352 | ZR14352 |  |  | May. 25 | 14448 | ZR14448 |  |  | Aug. 28 | 14544 | ZR14544 |  |  | Not Used | 14640 | ZR14640
|  | Feb. 23 | 14353 | ZR14353 |  |  | May. 26 | 14449 | ZR14449 |  |  | Aug. 29 | 14545 | ZR14545 |  |  | Dec. 1 | 14641 | ZR14641
|  | Feb. 24 | 14354 | ZR14354 |  |  | May. 27 | 14450 | ZR14450 |  |  | Aug. 30 | 14546 | ZR14546 |  |  | Dec. 2 | 14642 | ZR14642
|  | Feb. 25 | 14355 | ZR14355 |  |  | May. 28 | 14451 | ZR14451 |  |  | Aug. 31 | 14547 | ZR14547 |  |  | Dec. 3 | 14643 | ZR14643
|  | Feb. 26 | 14356 | ZR14356 |  |  | May. 29 | 14452 | ZR14452 |  |  | Sep. 1 | 14548 | ZR14548 |  |  | Dec. 4 | 14644 | ZR14644
|  | Feb. 27 | 14357 | ZR14357 |  |  | May. 30 | 14453 | ZR14453 |  |  | Sep. 2 | 14549 | ZR14549 |  |  | Dec. 5 | 14645 | ZR14645
|  | Feb. 28 | 14358 | ZR14358 |  |  | May. 31 | 14454 | ZR14454 |  |  | Sep. 3 | 14550 | ZR14550 |  |  | Dec. 6 | 14646 | ZR14646
|  | Feb. 29 | 14359 | ZR14359 |  |  | Jun. 1 | 14455 | ZR14455 |  |  | Sep. 4 | 14551 | ZR14551 |  |  | Dec. 7 | 14647 | ZR14647
|  | Not Used | 14360 | ZR14360 |  |  | Jun. 2 | 14456 | ZR14456 |  |  | Sep. 5 | 14552 | ZR14552 |  |  | Dec. 8 | 14648 | ZR14648
|  | Not Used | 14361 | ZR14361 |  |  | Jun. 3 | 14457 | ZR14457 |  |  | Sep. 6 | 14553 | ZR14553 |  |  | Dec. 9 | 14649 | ZR14649
|  | Mar. 1 | 14362 | ZR14362 |  |  | Jun. 4 | 14458 | ZR14458 |  |  | Sep. 7 | 14554 | ZR14554 |  |  | Dec. 10 | 14650 | ZR14650
|  | Mar. 2 | 14363 | ZR14363 |  |  | Jun. 5 | 14459 | ZR14459 |  |  | Sep. 8 | 14555 | ZR14555 |  |  | Dec. 11 | 14651 | ZR14651
|  | Mar. 3 | 14364 | ZR14364 |  |  | Jun. 6 | 14460 | ZR14460 |  |  | Sep. 9 | 14556 | ZR14556 |  |  | Dec. 12 | 14652 | ZR14652
|  | Mar. 4 | 14365 | ZR14365 |  |  | Jun. 7 | 14461 | ZR14461 |  |  | Sep. 10 | 14557 | ZR14557 |  |  | Dec. 13 | 14653 | ZR14653
|  | Mar. 5 | 14366 | ZR14366 |  |  | Jun. 8 | 14462 | ZR14462 |  |  | Sep. 11 | 14558 | ZR14558 |  |  | Dec. 14 | 14654 | ZR14654
|  | Mar. 6 | 14367 | ZR14367 |  |  | Jun. 9 | 14463 | ZR14463 |  |  | Sep. 12 | 14559 | ZR14559 |  |  | Dec. 15 | 14655 | ZR14655
|  | Mar. 7 | 14368 | ZR14368 |  |  | Jun. 10 | 14464 | ZR14464 |  |  | Sep. 13 | 14560 | ZR14560 |  |  | Dec. 16 | 14656 | ZR14656
|  | Mar. 8 | 14369 | ZR14369 |  |  | Jun. 11 | 14465 | ZR14465 |  |  | Sep. 14 | 14561 | ZR14561 |  |  | Dec. 17 | 14657 | ZR14657
|  | Mar. 9 | 14370 | ZR14370 |  |  | Jun. 12 | 14466 | ZR14466 |  |  | Sep. 15 | 14562 | ZR14562 |  |  | Dec. 18 | 14658 | ZR14658
|  | Mar. 10 | 14371 | ZR14371 |  |  | Jun. 13 | 14467 | ZR14467 |  |  | Sep. 16 | 14563 | ZR14563 |  |  | Dec. 19 | 14659 | ZR14659
|  | Mar. 11 | 14372 | ZR14372 |  |  | Jun. 14 | 14468 | ZR14468 |  |  | Sep. 17 | 14564 | ZR14564 |  |  | Dec. 20 | 14660 | ZR14660
|  | Mar. 12 | 14373 | ZR14373 |  |  | Jun. 15 | 14469 | ZR14469 |  |  | Sep. 18 | 14565 | ZR14565 |  |  | Dec. 21 | 14661 | ZR14661
|  | Mar. 13 | 14374 | ZR14374 |  |  | Jun. 16 | 14470 | ZR14470 |  |  | Sep. 19 | 14566 | ZR14566 |  |  | Dec. 22 | 14662 | ZR14662
|  | Mar. 14 | 14375 | ZR14375 |  |  | Jun. 17 | 14471 | ZR14471 |  |  | Sep. 20 | 14567 | ZR14567 |  |  | Dec. 23 | 14663 | ZR14663
|  | Mar. 15 | 14376 | ZR14376 |  |  | Jun. 18 | 14472 | ZR14472 |  |  | Sep. 21 | 14568 | ZR14568 |  |  | Dec. 24 | 14664 | ZR14664
|  | Mar. 16 | 14377 | ZR14377 |  |  | Jun. 19 | 14473 | ZR14473 |  |  | Sep. 22 | 14569 | ZR14569 |  |  | Dec. 25 | 14665 | ZR14665
|  | Mar. 17 | 14378 | ZR14378 |  |  | Jun. 20 | 14474 | ZR14474 |  |  | Sep. 23 | 14570 | ZR14570 |  |  | Dec. 26 | 14666 | ZR14666
|  | Mar. 18 | 14379 | ZR14379 |  |  | Jun. 21 | 14475 | ZR14475 |  |  | Sep. 24 | 14571 | ZR14571 |  |  | Dec. 27 | 14667 | ZR14667
|  | Mar. 19 | 14380 | ZR14380 |  |  | Jun. 22 | 14476 | ZR14476 |  |  | Sep. 25 | 14572 | ZR14572 |  |  | Dec. 28 | 14668 | ZR14668
|  | Mar. 20 | 14381 | ZR14381 |  |  | Jun. 23 | 14477 | ZR14477 |  |  | Sep. 26 | 14573 | ZR14573 |  |  | Dec. 29 | 14669 | ZR14669
|  | Mar. 21 | 14382 | ZR14382 |  |  | Jun. 24 | 14478 | ZR14478 |  |  | Sep. 27 | 14574 | ZR14574 |  |  | Dec. 30 | 14670 | ZR14670
|  | Mar. 22 | 14383 | ZR14383 |  |  | Jun. 25 | 14479 | ZR14479 |  |  | Sep. 28 | 14575 | ZR14575 |  |  | Dec. 31 | 14671 | ZR14671
|  | Mar. 23 | 14384 | ZR14384 |  |  | Jun. 26 | 14480 | ZR14480 |  |  | Sep. 29 | 14576 | ZR14576
|  | Mar. 24 | 14385 | ZR14385 |  |  | Jun. 27 | 14481 | ZR14481 |  |  | Sep. 30 | 14577 | ZR14577 |  |  | Year | 14680 | ZR14680
|  | Mar. 25 | 14386 | ZR14386 |  |  | Jun. 28 | 14482 | ZR14482 |  |  | Not Used | 14578 | ZR14578 |  |  | Month | 14681 | ZR14681
|  | Mar. 26 | 14387 | ZR14387 |  |  | Jun. 29 | 14483 | ZR14483 |  |  | Oct. 1 | 14579 | ZR14579 |  |  | Date | 14682 | ZR14682
|  | Mar. 27 | 14388 | ZR14388 |  |  | Jun. 30 | 14484 | ZR14484 |  |  | Oct. 2 | 14580 | ZR14580 |  |  | Hour | 14683 | ZR14683
|  | Mar. 28 | 14389 | ZR14389 |  |  | Not Used | 14485 | ZR14485 |  |  | Oct. 3 | 14581 | ZR14581 |  |  | Minute | 14684 | ZR14684
|  | Mar. 29 | 14390 | ZR14390 |  |  | Jul. 1 | 14486 | ZR14486 |  |  | Oct. 4 | 14582 | ZR14582 |  |  | Second | 14685 | ZR14685
|  | Mar. 30 | 14391 | ZR14391 |  |  | Jul. 2 | 14487 | ZR14487 |  |  | Oct. 5 | 14583 | ZR14583 |  |  | Day of Week | 14686 | ZR14686
|  | Mar. 31 | 14392 | ZR14392 |  |  | Jul. 3 | 14488 | ZR14488 |  |  | Oct. 6 | 14584 | ZR14584
|  | Apr. 1 | 14393 | ZR14393 |  |  | Jul. 4 | 14489 | ZR14489 |  |  | Oct. 7 | 14585 | ZR14585
|  | Apr. 2 | 14394 | ZR14394 |  |  | Jul. 5 | 14490 | ZR14490 |  |  | Oct. 8 | 14586 | ZR14586
|  | Apr. 3 | 14395 | ZR14395 |  |  | Jul. 6 | 14491 | ZR14491 |  |  | Oct. 9 | 14587 | ZR14587

## GraphDataTable_CH2_Ior（Old）
2.9 Data Table CH2 Ior (Past)
CH2 Ior |  | 12000 |  |  | CH2 Ior |  | 12000 |  |  | CH2 Ior |  | 12000 |  |  | CH2 Ior |  | 12000
|  | NOW |  | 1Hour_GraphDataTable |  |  | NOW |  | 1Hour_GraphDataTable |  |  | NOW |  | 1Hour_GraphDataTable |  |  | NOW |  | 1Hour_GraphDataTable | NOW |  | 1Year_GraphDataTable | NOW |  | 1Year_GraphDataTable | NOW |  | 1Year_GraphDataTable | NOW |  | 1Year_GraphDataTable
|  | 0:00 | 12000 | ZR12000 |  |  | 0:00 | 12000 | ZR12000 |  |  | 0:00 | 12000 | ZR12000 |  |  | 0:00 | 12000 | ZR12000 | 2011-01-01 | #REF! | #REF! | 2011-01-01 | #REF! | #REF! | 2011-01-01 | #REF! | #REF! | 2011-01-01 | #REF! | #REF!
|  | 0:00 | 12001 | ZR12001 |  |  | 0:00 | 12001 | ZR12001 |  |  | 0:00 | 12001 | ZR12001 |  |  | 0:00 | 12001 | ZR12001 | 2011-01-02 | #REF! | #REF! | 2011-01-02 | #REF! | #REF! | 2011-01-02 | #REF! | #REF! | 2011-01-02 | #REF! | #REF!
|  | 0:00 | 12002 | ZR12002 |  |  | 0:00 | 12002 | ZR12002 |  |  | 0:00 | 12002 | ZR12002 |  |  | 0:00 | 12002 | ZR12002 | 2011-01-03 | #REF! | #REF! | 2011-01-03 | #REF! | #REF! | 2011-01-03 | #REF! | #REF! | 2011-01-03 | #REF! | #REF!
|  | 0:00 | 12003 | ZR12003 |  |  | 0:00 | 12003 | ZR12003 |  |  | 0:00 | 12003 | ZR12003 |  |  | 0:00 | 12003 | ZR12003 | 2011-01-04 | #REF! | #REF! | 2011-01-04 | #REF! | #REF! | 2011-01-04 | #REF! | #REF! | 2011-01-04 | #REF! | #REF!
|  | 0:01 | 12004 | ZR12004 |  |  | 0:01 | 12004 | ZR12004 |  |  | 0:01 | 12004 | ZR12004 |  |  | 0:01 | 12004 | ZR12004 | 2011-01-05 | #REF! | #REF! | 2011-01-05 | #REF! | #REF! | 2011-01-05 | #REF! | #REF! | 2011-01-05 | #REF! | #REF!
|  | 0:01 | 12005 | ZR12005 |  |  | 0:01 | 12005 | ZR12005 |  |  | 0:01 | 12005 | ZR12005 |  |  | 0:01 | 12005 | ZR12005 | 2011-01-06 | #REF! | #REF! | 2011-01-06 | #REF! | #REF! | 2011-01-06 | #REF! | #REF! | 2011-01-06 | #REF! | #REF!
|  | 0:01 | 12006 | ZR12006 |  |  | 0:01 | 12006 | ZR12006 |  |  | 0:01 | 12006 | ZR12006 |  |  | 0:01 | 12006 | ZR12006 | 2011-01-07 | #REF! | #REF! | 2011-01-07 | #REF! | #REF! | 2011-01-07 | #REF! | #REF! | 2011-01-07 | #REF! | #REF!
|  | 0:01 | 12007 | ZR12007 |  |  | 0:01 | 12007 | ZR12007 |  |  | 0:01 | 12007 | ZR12007 |  |  | 0:01 | 12007 | ZR12007 | 2011-01-08 | #REF! | #REF! | 2011-01-08 | #REF! | #REF! | 2011-01-08 | #REF! | #REF! | 2011-01-08 | #REF! | #REF!
|  | 0:01 | 12008 | ZR12008 |  |  | 0:01 | 12008 | ZR12008 |  |  | 0:01 | 12008 | ZR12008 |  |  | 0:01 | 12008 | ZR12008 | 2011-01-09 | #REF! | #REF! | 2011-01-09 | #REF! | #REF! | 2011-01-09 | #REF! | #REF! | 2011-01-09 | #REF! | #REF!
|  | 0:02 | 12009 | ZR12009 |  |  | 0:02 | 12009 | ZR12009 |  |  | 0:02 | 12009 | ZR12009 |  |  | 0:02 | 12009 | ZR12009 | 2011-01-10 | #REF! | #REF! | 2011-01-10 | #REF! | #REF! | 2011-01-10 | #REF! | #REF! | 2011-01-10 | #REF! | #REF!
|  | 0:02 | 12010 | ZR12010 |  |  | 0:02 | 12010 | ZR12010 |  |  | 0:02 | 12010 | ZR12010 |  |  | 0:02 | 12010 | ZR12010 | 2011-01-11 | #REF! | #REF! | 2011-01-11 | #REF! | #REF! | 2011-01-11 | #REF! | #REF! | 2011-01-11 | #REF! | #REF!
|  | 0:02 | 12011 | ZR12011 |  |  | 0:02 | 12011 | ZR12011 |  |  | 0:02 | 12011 | ZR12011 |  |  | 0:02 | 12011 | ZR12011 | 2011-01-12 | #REF! | #REF! | 2011-01-12 | #REF! | #REF! | 2011-01-12 | #REF! | #REF! | 2011-01-12 | #REF! | #REF!
|  | 0:02 | 12012 | ZR12012 |  |  | 0:02 | 12012 | ZR12012 |  |  | 0:02 | 12012 | ZR12012 |  |  | 0:02 | 12012 | ZR12012 | 2011-01-13 | #REF! | #REF! | 2011-01-13 | #REF! | #REF! | 2011-01-13 | #REF! | #REF! | 2011-01-13 | #REF! | #REF!
|  | 0:02 | 12013 | ZR12013 |  |  | 0:02 | 12013 | ZR12013 |  |  | 0:02 | 12013 | ZR12013 |  |  | 0:02 | 12013 | ZR12013 | 2011-01-14 | #REF! | #REF! | 2011-01-14 | #REF! | #REF! | 2011-01-14 | #REF! | #REF! | 2011-01-14 | #REF! | #REF!
|  | 0:02 | 12014 | ZR12014 |  |  | 0:02 | 12014 | ZR12014 |  |  | 0:02 | 12014 | ZR12014 |  |  | 0:02 | 12014 | ZR12014 | 2011-01-15 | #REF! | #REF! | 2011-01-15 | #REF! | #REF! | 2011-01-15 | #REF! | #REF! | 2011-01-15 | #REF! | #REF!
|  | 0:02 | 12015 | ZR12015 |  |  | 0:02 | 12015 | ZR12015 |  |  | 0:02 | 12015 | ZR12015 |  |  | 0:02 | 12015 | ZR12015 | 2011-01-16 | #REF! | #REF! | 2011-01-16 | #REF! | #REF! | 2011-01-16 | #REF! | #REF! | 2011-01-16 | #REF! | #REF!
|  | 0:03 | 12016 | ZR12016 |  |  | 0:03 | 12016 | ZR12016 |  |  | 0:03 | 12016 | ZR12016 |  |  | 0:03 | 12016 | ZR12016 | 2011-01-17 | #REF! | #REF! | 2011-01-17 | #REF! | #REF! | 2011-01-17 | #REF! | #REF! | 2011-01-17 | #REF! | #REF!
|  | 0:03 | 12017 | ZR12017 |  |  | 0:03 | 12017 | ZR12017 |  |  | 0:03 | 12017 | ZR12017 |  |  | 0:03 | 12017 | ZR12017 | 2011-01-18 | #REF! | #REF! | 2011-01-18 | #REF! | #REF! | 2011-01-18 | #REF! | #REF! | 2011-01-18 | #REF! | #REF!
|  | 0:03 | 12018 | ZR12018 |  |  | 0:03 | 12018 | ZR12018 |  |  | 0:03 | 12018 | ZR12018 |  |  | 0:03 | 12018 | ZR12018 | 2011-01-19 | #REF! | #REF! | 2011-01-19 | #REF! | #REF! | 2011-01-19 | #REF! | #REF! | 2011-01-19 | #REF! | #REF!
|  | 0:03 | 12019 | ZR12019 |  |  | 0:03 | 12019 | ZR12019 |  |  | 0:03 | 12019 | ZR12019 |  |  | 0:03 | 12019 | ZR12019 | 2011-01-20 | #REF! | #REF! | 2011-01-20 | #REF! | #REF! | 2011-01-20 | #REF! | #REF! | 2011-01-20 | #REF! | #REF!
|  | 0:03 | 12020 | ZR12020 |  |  | 0:03 | 12020 | ZR12020 |  |  | 0:03 | 12020 | ZR12020 |  |  | 0:03 | 12020 | ZR12020 | 2011-01-21 | #REF! | #REF! | 2011-01-21 | #REF! | #REF! | 2011-01-21 | #REF! | #REF! | 2011-01-21 | #REF! | #REF!
|  | 0:04 | 12021 | ZR12021 |  |  | 0:04 | 12021 | ZR12021 |  |  | 0:04 | 12021 | ZR12021 |  |  | 0:04 | 12021 | ZR12021 | 2011-01-22 | #REF! | #REF! | 2011-01-22 | #REF! | #REF! | 2011-01-22 | #REF! | #REF! | 2011-01-22 | #REF! | #REF!
|  | 0:04 | 12022 | ZR12022 |  |  | 0:04 | 12022 | ZR12022 |  |  | 0:04 | 12022 | ZR12022 |  |  | 0:04 | 12022 | ZR12022 | 2011-01-23 | #REF! | #REF! | 2011-01-23 | #REF! | #REF! | 2011-01-23 | #REF! | #REF! | 2011-01-23 | #REF! | #REF!
|  | 0:04 | 12023 | ZR12023 |  |  | 0:04 | 12023 | ZR12023 |  |  | 0:04 | 12023 | ZR12023 |  |  | 0:04 | 12023 | ZR12023 | 2011-01-24 | #REF! | #REF! | 2011-01-24 | #REF! | #REF! | 2011-01-24 | #REF! | #REF! | 2011-01-24 | #REF! | #REF!
|  | 0:04 | 12024 | ZR12024 |  |  | 0:04 | 12024 | ZR12024 |  |  | 0:04 | 12024 | ZR12024 |  |  | 0:04 | 12024 | ZR12024 | 2011-01-25 | #REF! | #REF! | 2011-01-25 | #REF! | #REF! | 2011-01-25 | #REF! | #REF! | 2011-01-25 | #REF! | #REF!
|  | 0:04 | 12025 | ZR12025 |  |  | 0:04 | 12025 | ZR12025 |  |  | 0:04 | 12025 | ZR12025 |  |  | 0:04 | 12025 | ZR12025 | 2011-01-26 | #REF! | #REF! | 2011-01-26 | #REF! | #REF! | 2011-01-26 | #REF! | #REF! | 2011-01-26 | #REF! | #REF!
|  | 0:04 | 12026 | ZR12026 |  |  | 0:04 | 12026 | ZR12026 |  |  | 0:04 | 12026 | ZR12026 |  |  | 0:04 | 12026 | ZR12026 | 2011-01-27 | #REF! | #REF! | 2011-01-27 | #REF! | #REF! | 2011-01-27 | #REF! | #REF! | 2011-01-27 | #REF! | #REF!
|  | 0:04 | 12027 | ZR12027 |  |  | 0:04 | 12027 | ZR12027 |  |  | 0:04 | 12027 | ZR12027 |  |  | 0:04 | 12027 | ZR12027 | 2011-01-28 | #REF! | #REF! | 2011-01-28 | #REF! | #REF! | 2011-01-28 | #REF! | #REF! | 2011-01-28 | #REF! | #REF!
|  | 0:05 | 12028 | ZR12028 |  |  | 0:05 | 12028 | ZR12028 |  |  | 0:05 | 12028 | ZR12028 |  |  | 0:05 | 12028 | ZR12028 | 2011-01-29 | #REF! | #REF! | 2011-01-29 | #REF! | #REF! | 2011-01-29 | #REF! | #REF! | 2011-01-29 | #REF! | #REF!
|  | 0:05 | 12029 | ZR12029 |  |  | 0:05 | 12029 | ZR12029 |  |  | 0:05 | 12029 | ZR12029 |  |  | 0:05 | 12029 | ZR12029 | 2011-01-30 | #REF! | #REF! | 2011-01-30 | #REF! | #REF! | 2011-01-30 | #REF! | #REF! | 2011-01-30 | #REF! | #REF!
|  | 0:05 | 12030 | ZR12030 |  |  | 0:05 | 12030 | ZR12030 |  |  | 0:05 | 12030 | ZR12030 |  |  | 0:05 | 12030 | ZR12030 | 2011-01-31 | #REF! | #REF! | 2011-01-31 | #REF! | #REF! | 2011-01-31 | #REF! | #REF! | 2011-01-31 | #REF! | #REF!
|  | 0:05 | 12031 | ZR12031 |  |  | 0:05 | 12031 | ZR12031 |  |  | 0:05 | 12031 | ZR12031 |  |  | 0:05 | 12031 | ZR12031 | 2011-02-01 | #REF! | #REF! | 2011-02-01 | #REF! | #REF! | 2011-02-01 | #REF! | #REF! | 2011-02-01 | #REF! | #REF!
|  | 0:05 | 12032 | ZR12032 |  |  | 0:05 | 12032 | ZR12032 |  |  | 0:05 | 12032 | ZR12032 |  |  | 0:05 | 12032 | ZR12032 | 2011-02-02 | #REF! | #REF! | 2011-02-02 | #REF! | #REF! | 2011-02-02 | #REF! | #REF! | 2011-02-02 | #REF! | #REF!
|  | 0:05 | 12033 | ZR12033 |  |  | 0:05 | 12033 | ZR12033 |  |  | 0:05 | 12033 | ZR12033 |  |  | 0:05 | 12033 | ZR12033 | 2011-02-03 | #REF! | #REF! | 2011-02-03 | #REF! | #REF! | 2011-02-03 | #REF! | #REF! | 2011-02-03 | #REF! | #REF!
|  | 0:06 | 12034 | ZR12034 |  |  | 0:06 | 12034 | ZR12034 |  |  | 0:06 | 12034 | ZR12034 |  |  | 0:06 | 12034 | ZR12034 | 2011-02-04 | #REF! | #REF! | 2011-02-04 | #REF! | #REF! | 2011-02-04 | #REF! | #REF! | 2011-02-04 | #REF! | #REF!
|  | 0:06 | 12035 | ZR12035 |  |  | 0:06 | 12035 | ZR12035 |  |  | 0:06 | 12035 | ZR12035 |  |  | 0:06 | 12035 | ZR12035 | 2011-02-05 | #REF! | #REF! | 2011-02-05 | #REF! | #REF! | 2011-02-05 | #REF! | #REF! | 2011-02-05 | #REF! | #REF!
|  | 0:06 | 12036 | ZR12036 |  |  | 0:06 | 12036 | ZR12036 |  |  | 0:06 | 12036 | ZR12036 |  |  | 0:06 | 12036 | ZR12036 | 2011-02-06 | #REF! | #REF! | 2011-02-06 | #REF! | #REF! | 2011-02-06 | #REF! | #REF! | 2011-02-06 | #REF! | #REF!
|  | 0:06 | 12037 | ZR12037 |  |  | 0:06 | 12037 | ZR12037 |  |  | 0:06 | 12037 | ZR12037 |  |  | 0:06 | 12037 | ZR12037 | 2011-02-07 | #REF! | #REF! | 2011-02-07 | #REF! | #REF! | 2011-02-07 | #REF! | #REF! | 2011-02-07 | #REF! | #REF!
|  | 0:06 | 12038 | ZR12038 |  |  | 0:06 | 12038 | ZR12038 |  |  | 0:06 | 12038 | ZR12038 |  |  | 0:06 | 12038 | ZR12038 | 2011-02-08 | #REF! | #REF! | 2011-02-08 | #REF! | #REF! | 2011-02-08 | #REF! | #REF! | 2011-02-08 | #REF! | #REF!
|  | 0:07 | 12039 | ZR12039 |  |  | 0:07 | 12039 | ZR12039 |  |  | 0:07 | 12039 | ZR12039 |  |  | 0:07 | 12039 | ZR12039 | 2011-02-09 | #REF! | #REF! | 2011-02-09 | #REF! | #REF! | 2011-02-09 | #REF! | #REF! | 2011-02-09 | #REF! | #REF!
|  | 0:07 | 12040 | ZR12040 |  |  | 0:07 | 12040 | ZR12040 |  |  | 0:07 | 12040 | ZR12040 |  |  | 0:07 | 12040 | ZR12040 | 2011-02-10 | #REF! | #REF! | 2011-02-10 | #REF! | #REF! | 2011-02-10 | #REF! | #REF! | 2011-02-10 | #REF! | #REF!
|  | 0:07 | 12041 | ZR12041 |  |  | 0:07 | 12041 | ZR12041 |  |  | 0:07 | 12041 | ZR12041 |  |  | 0:07 | 12041 | ZR12041 | 2011-02-11 | #REF! | #REF! | 2011-02-11 | #REF! | #REF! | 2011-02-11 | #REF! | #REF! | 2011-02-11 | #REF! | #REF!
|  | 0:07 | 12042 | ZR12042 |  |  | 0:07 | 12042 | ZR12042 |  |  | 0:07 | 12042 | ZR12042 |  |  | 0:07 | 12042 | ZR12042 | 2011-02-12 | #REF! | #REF! | 2011-02-12 | #REF! | #REF! | 2011-02-12 | #REF! | #REF! | 2011-02-12 | #REF! | #REF!
|  | 0:07 | 12043 | ZR12043 |  |  | 0:07 | 12043 | ZR12043 |  |  | 0:07 | 12043 | ZR12043 |  |  | 0:07 | 12043 | ZR12043 | 2011-02-13 | #REF! | #REF! | 2011-02-13 | #REF! | #REF! | 2011-02-13 | #REF! | #REF! | 2011-02-13 | #REF! | #REF!
|  | 0:07 | 12044 | ZR12044 |  |  | 0:07 | 12044 | ZR12044 |  |  | 0:07 | 12044 | ZR12044 |  |  | 0:07 | 12044 | ZR12044 | 2011-02-14 | #REF! | #REF! | 2011-02-14 | #REF! | #REF! | 2011-02-14 | #REF! | #REF! | 2011-02-14 | #REF! | #REF!
|  | 0:07 | 12045 | ZR12045 |  |  | 0:07 | 12045 | ZR12045 |  |  | 0:07 | 12045 | ZR12045 |  |  | 0:07 | 12045 | ZR12045 | 2011-02-15 | #REF! | #REF! | 2011-02-15 | #REF! | #REF! | 2011-02-15 | #REF! | #REF! | 2011-02-15 | #REF! | #REF!
|  | 0:08 | 12046 | ZR12046 |  |  | 0:08 | 12046 | ZR12046 |  |  | 0:08 | 12046 | ZR12046 |  |  | 0:08 | 12046 | ZR12046 | 2011-02-16 | #REF! | #REF! | 2011-02-16 | #REF! | #REF! | 2011-02-16 | #REF! | #REF! | 2011-02-16 | #REF! | #REF!
|  | 0:08 | 12047 | ZR12047 |  |  | 0:08 | 12047 | ZR12047 |  |  | 0:08 | 12047 | ZR12047 |  |  | 0:08 | 12047 | ZR12047 | 2011-02-17 | #REF! | #REF! | 2011-02-17 | #REF! | #REF! | 2011-02-17 | #REF! | #REF! | 2011-02-17 | #REF! | #REF!
|  | 0:08 | 12048 | ZR12048 |  |  | 0:08 | 12048 | ZR12048 |  |  | 0:08 | 12048 | ZR12048 |  |  | 0:08 | 12048 | ZR12048 | 2011-02-18 | #REF! | #REF! | 2011-02-18 | #REF! | #REF! | 2011-02-18 | #REF! | #REF! | 2011-02-18 | #REF! | #REF!
|  | 0:08 | 12049 | ZR12049 |  |  | 0:08 | 12049 | ZR12049 |  |  | 0:08 | 12049 | ZR12049 |  |  | 0:08 | 12049 | ZR12049 | 2011-02-19 | #REF! | #REF! | 2011-02-19 | #REF! | #REF! | 2011-02-19 | #REF! | #REF! | 2011-02-19 | #REF! | #REF!
|  | 0:08 | 12050 | ZR12050 |  |  | 0:08 | 12050 | ZR12050 |  |  | 0:08 | 12050 | ZR12050 |  |  | 0:08 | 12050 | ZR12050 | 2011-02-20 | #REF! | #REF! | 2011-02-20 | #REF! | #REF! | 2011-02-20 | #REF! | #REF! | 2011-02-20 | #REF! | #REF!
|  | 0:09 | 12051 | ZR12051 |  |  | 0:09 | 12051 | ZR12051 |  |  | 0:09 | 12051 | ZR12051 |  |  | 0:09 | 12051 | ZR12051 | 2011-02-21 | #REF! | #REF! | 2011-02-21 | #REF! | #REF! | 2011-02-21 | #REF! | #REF! | 2011-02-21 | #REF! | #REF!
|  | 0:09 | 12052 | ZR12052 |  |  | 0:09 | 12052 | ZR12052 |  |  | 0:09 | 12052 | ZR12052 |  |  | 0:09 | 12052 | ZR12052 | 2011-02-22 | #REF! | #REF! | 2011-02-22 | #REF! | #REF! | 2011-02-22 | #REF! | #REF! | 2011-02-22 | #REF! | #REF!
|  | 0:09 | 12053 | ZR12053 |  |  | 0:09 | 12053 | ZR12053 |  |  | 0:09 | 12053 | ZR12053 |  |  | 0:09 | 12053 | ZR12053 | 2011-02-23 | #REF! | #REF! | 2011-02-23 | #REF! | #REF! | 2011-02-23 | #REF! | #REF! | 2011-02-23 | #REF! | #REF!
|  | 0:09 | 12054 | ZR12054 |  |  | 0:09 | 12054 | ZR12054 |  |  | 0:09 | 12054 | ZR12054 |  |  | 0:09 | 12054 | ZR12054 | 2011-02-24 | #REF! | #REF! | 2011-02-24 | #REF! | #REF! | 2011-02-24 | #REF! | #REF! | 2011-02-24 | #REF! | #REF!
|  | 0:09 | 12055 | ZR12055 |  |  | 0:09 | 12055 | ZR12055 |  |  | 0:09 | 12055 | ZR12055 |  |  | 0:09 | 12055 | ZR12055 | 2011-02-25 | #REF! | #REF! | 2011-02-25 | #REF! | #REF! | 2011-02-25 | #REF! | #REF! | 2011-02-25 | #REF! | #REF!
|  | 0:09 | 12056 | ZR12056 |  |  | 0:09 | 12056 | ZR12056 |  |  | 0:09 | 12056 | ZR12056 |  |  | 0:09 | 12056 | ZR12056 | 2011-02-26 | #REF! | #REF! | 2011-02-26 | #REF! | #REF! | 2011-02-26 | #REF! | #REF! | 2011-02-26 | #REF! | #REF!
|  | 0:09 | 12057 | ZR12057 |  |  | 0:09 | 12057 | ZR12057 |  |  | 0:09 | 12057 | ZR12057 |  |  | 0:09 | 12057 | ZR12057 | 2011-02-27 | #REF! | #REF! | 2011-02-27 | #REF! | #REF! | 2011-02-27 | #REF! | #REF! | 2011-02-27 | #REF! | #REF!
|  | 0:10 | 12058 | ZR12058 |  |  | 0:10 | 12058 | ZR12058 |  |  | 0:10 | 12058 | ZR12058 |  |  | 0:10 | 12058 | ZR12058 | 2011-02-28 | #REF! | #REF! | 2011-02-28 | #REF! | #REF! | 2011-02-28 | #REF! | #REF! | 2011-02-28 | #REF! | #REF!
|  | 0:10 | 12059 | ZR12059 |  |  | 0:10 | 12059 | ZR12059 |  |  | 0:10 | 12059 | ZR12059 |  |  | 0:10 | 12059 | ZR12059 | 2月29日 | #REF! | #REF! | 2月29日 | #REF! | #REF! | 2月29日 | #REF! | #REF! | 2月29日 | #REF! | #REF!
|  | 0:10 | 12060 | ZR12060 |  |  | 0:10 | 12060 | ZR12060 |  |  | 0:10 | 12060 | ZR12060 |  |  | 0:10 | 12060 | ZR12060 |  | #REF! | #REF! |  | #REF! | #REF! |  | #REF! | #REF! |  | #REF! | #REF!
|  | 0:10 | 12061 | ZR12061 |  |  | 0:10 | 12061 | ZR12061 |  |  | 0:10 | 12061 | ZR12061 |  |  | 0:10 | 12061 | ZR12061 |  | #REF! | #REF! |  | #REF! | #REF! |  | #REF! | #REF! |  | #REF! | #REF!
|  | 0:10 | 12062 | ZR12062 |  |  | 0:10 | 12062 | ZR12062 |  |  | 0:10 | 12062 | ZR12062 |  |  | 0:10 | 12062 | ZR12062 | 2011-03-01 | #REF! | #REF! | 2011-03-01 | #REF! | #REF! | 2011-03-01 | #REF! | #REF! | 2011-03-01 | #REF! | #REF!
|  | 0:11 | 12063 | ZR12063 |  |  | 0:11 | 12063 | ZR12063 |  |  | 0:11 | 12063 | ZR12063 |  |  | 0:11 | 12063 | ZR12063 | 2011-03-02 | #REF! | #REF! | 2011-03-02 | #REF! | #REF! | 2011-03-02 | #REF! | #REF! | 2011-03-02 | #REF! | #REF!
|  | 0:11 | 12064 | ZR12064 |  |  | 0:11 | 12064 | ZR12064 |  |  | 0:11 | 12064 | ZR12064 |  |  | 0:11 | 12064 | ZR12064 | 2011-03-03 | #REF! | #REF! | 2011-03-03 | #REF! | #REF! | 2011-03-03 | #REF! | #REF! | 2011-03-03 | #REF! | #REF!
|  | 0:11 | 12065 | ZR12065 |  |  | 0:11 | 12065 | ZR12065 |  |  | 0:11 | 12065 | ZR12065 |  |  | 0:11 | 12065 | ZR12065 | 2011-03-04 | #REF! | #REF! | 2011-03-04 | #REF! | #REF! | 2011-03-04 | #REF! | #REF! | 2011-03-04 | #REF! | #REF!
|  | 0:11 | 12066 | ZR12066 |  |  | 0:11 | 12066 | ZR12066 |  |  | 0:11 | 12066 | ZR12066 |  |  | 0:11 | 12066 | ZR12066 | 2011-03-05 | #REF! | #REF! | 2011-03-05 | #REF! | #REF! | 2011-03-05 | #REF! | #REF! | 2011-03-05 | #REF! | #REF!
|  | 0:11 | 12067 | ZR12067 |  |  | 0:11 | 12067 | ZR12067 |  |  | 0:11 | 12067 | ZR12067 |  |  | 0:11 | 12067 | ZR12067 | 2011-03-06 | #REF! | #REF! | 2011-03-06 | #REF! | #REF! | 2011-03-06 | #REF! | #REF! | 2011-03-06 | #REF! | #REF!
|  | 0:11 | 12068 | ZR12068 |  |  | 0:11 | 12068 | ZR12068 |  |  | 0:11 | 12068 | ZR12068 |  |  | 0:11 | 12068 | ZR12068 | 2011-03-07 | #REF! | #REF! | 2011-03-07 | #REF! | #REF! | 2011-03-07 | #REF! | #REF! | 2011-03-07 | #REF! | #REF!
|  | 0:12 | 12069 | ZR12069 |  |  | 0:12 | 12069 | ZR12069 |  |  | 0:12 | 12069 | ZR12069 |  |  | 0:12 | 12069 | ZR12069 | 2011-03-08 | #REF! | #REF! | 2011-03-08 | #REF! | #REF! | 2011-03-08 | #REF! | #REF! | 2011-03-08 | #REF! | #REF!
|  | 0:12 | 12070 | ZR12070 |  |  | 0:12 | 12070 | ZR12070 |  |  | 0:12 | 12070 | ZR12070 |  |  | 0:12 | 12070 | ZR12070 | 2011-03-09 | #REF! | #REF! | 2011-03-09 | #REF! | #REF! | 2011-03-09 | #REF! | #REF! | 2011-03-09 | #REF! | #REF!
|  | 0:12 | 12071 | ZR12071 |  |  | 0:12 | 12071 | ZR12071 |  |  | 0:12 | 12071 | ZR12071 |  |  | 0:12 | 12071 | ZR12071 | 2011-03-10 | #REF! | #REF! | 2011-03-10 | #REF! | #REF! | 2011-03-10 | #REF! | #REF! | 2011-03-10 | #REF! | #REF!
|  | 0:12 | 12072 | ZR12072 |  |  | 0:12 | 12072 | ZR12072 |  |  | 0:12 | 12072 | ZR12072 |  |  | 0:12 | 12072 | ZR12072 | 2011-03-11 | #REF! | #REF! | 2011-03-11 | #REF! | #REF! | 2011-03-11 | #REF! | #REF! | 2011-03-11 | #REF! | #REF!
|  | 0:12 | 12073 | ZR12073 |  |  | 0:12 | 12073 | ZR12073 |  |  | 0:12 | 12073 | ZR12073 |  |  | 0:12 | 12073 | ZR12073 | 2011-03-12 | #REF! | #REF! | 2011-03-12 | #REF! | #REF! | 2011-03-12 | #REF! | #REF! | 2011-03-12 | #REF! | #REF!
|  | 0:12 | 12074 | ZR12074 |  |  | 0:12 | 12074 | ZR12074 |  |  | 0:12 | 12074 | ZR12074 |  |  | 0:12 | 12074 | ZR12074 | 2011-03-13 | #REF! | #REF! | 2011-03-13 | #REF! | #REF! | 2011-03-13 | #REF! | #REF! | 2011-03-13 | #REF! | #REF!
|  | 0:12 | 12075 | ZR12075 |  |  | 0:12 | 12075 | ZR12075 |  |  | 0:12 | 12075 | ZR12075 |  |  | 0:12 | 12075 | ZR12075 | 2011-03-14 | #REF! | #REF! | 2011-03-14 | #REF! | #REF! | 2011-03-14 | #REF! | #REF! | 2011-03-14 | #REF! | #REF!
|  | 0:13 | 12076 | ZR12076 |  |  | 0:13 | 12076 | ZR12076 |  |  | 0:13 | 12076 | ZR12076 |  |  | 0:13 | 12076 | ZR12076 | 2011-03-15 | #REF! | #REF! | 2011-03-15 | #REF! | #REF! | 2011-03-15 | #REF! | #REF! | 2011-03-15 | #REF! | #REF!
|  | 0:13 | 12077 | ZR12077 |  |  | 0:13 | 12077 | ZR12077 |  |  | 0:13 | 12077 | ZR12077 |  |  | 0:13 | 12077 | ZR12077 | 2011-03-16 | #REF! | #REF! | 2011-03-16 | #REF! | #REF! | 2011-03-16 | #REF! | #REF! | 2011-03-16 | #REF! | #REF!
|  | 0:13 | 12078 | ZR12078 |  |  | 0:13 | 12078 | ZR12078 |  |  | 0:13 | 12078 | ZR12078 |  |  | 0:13 | 12078 | ZR12078 | 2011-03-17 | #REF! | #REF! | 2011-03-17 | #REF! | #REF! | 2011-03-17 | #REF! | #REF! | 2011-03-17 | #REF! | #REF!
|  | 0:13 | 12079 | ZR12079 |  |  | 0:13 | 12079 | ZR12079 |  |  | 0:13 | 12079 | ZR12079 |  |  | 0:13 | 12079 | ZR12079 | 2011-03-18 | #REF! | #REF! | 2011-03-18 | #REF! | #REF! | 2011-03-18 | #REF! | #REF! | 2011-03-18 | #REF! | #REF!
|  | 0:13 | 12080 | ZR12080 |  |  | 0:13 | 12080 | ZR12080 |  |  | 0:13 | 12080 | ZR12080 |  |  | 0:13 | 12080 | ZR12080 | 2011-03-19 | #REF! | #REF! | 2011-03-19 | #REF! | #REF! | 2011-03-19 | #REF! | #REF! | 2011-03-19 | #REF! | #REF!
|  | 0:14 | 12081 | ZR12081 |  |  | 0:14 | 12081 | ZR12081 |  |  | 0:14 | 12081 | ZR12081 |  |  | 0:14 | 12081 | ZR12081 | 2011-03-20 | #REF! | #REF! | 2011-03-20 | #REF! | #REF! | 2011-03-20 | #REF! | #REF! | 2011-03-20 | #REF! | #REF!
|  | 0:14 | 12082 | ZR12082 |  |  | 0:14 | 12082 | ZR12082 |  |  | 0:14 | 12082 | ZR12082 |  |  | 0:14 | 12082 | ZR12082 | 2011-03-21 | #REF! | #REF! | 2011-03-21 | #REF! | #REF! | 2011-03-21 | #REF! | #REF! | 2011-03-21 | #REF! | #REF!
|  | 0:14 | 12083 | ZR12083 |  |  | 0:14 | 12083 | ZR12083 |  |  | 0:14 | 12083 | ZR12083 |  |  | 0:14 | 12083 | ZR12083 | 2011-03-22 | #REF! | #REF! | 2011-03-22 | #REF! | #REF! | 2011-03-22 | #REF! | #REF! | 2011-03-22 | #REF! | #REF!
|  | 0:14 | 12084 | ZR12084 |  |  | 0:14 | 12084 | ZR12084 |  |  | 0:14 | 12084 | ZR12084 |  |  | 0:14 | 12084 | ZR12084 | 2011-03-23 | #REF! | #REF! | 2011-03-23 | #REF! | #REF! | 2011-03-23 | #REF! | #REF! | 2011-03-23 | #REF! | #REF!
|  | 0:14 | 12085 | ZR12085 |  |  | 0:14 | 12085 | ZR12085 |  |  | 0:14 | 12085 | ZR12085 |  |  | 0:14 | 12085 | ZR12085 | 2011-03-24 | #REF! | #REF! | 2011-03-24 | #REF! | #REF! | 2011-03-24 | #REF! | #REF! | 2011-03-24 | #REF! | #REF!
|  | 0:14 | 12086 | ZR12086 |  |  | 0:14 | 12086 | ZR12086 |  |  | 0:14 | 12086 | ZR12086 |  |  | 0:14 | 12086 | ZR12086 | 2011-03-25 | #REF! | #REF! | 2011-03-25 | #REF! | #REF! | 2011-03-25 | #REF! | #REF! | 2011-03-25 | #REF! | #REF!
|  | 0:14 | 12087 | ZR12087 |  |  | 0:14 | 12087 | ZR12087 |  |  | 0:14 | 12087 | ZR12087 |  |  | 0:14 | 12087 | ZR12087 | 2011-03-26 | #REF! | #REF! | 2011-03-26 | #REF! | #REF! | 2011-03-26 | #REF! | #REF! | 2011-03-26 | #REF! | #REF!
|  | 0:15 | 12088 | ZR12088 |  |  | 0:15 | 12088 | ZR12088 |  |  | 0:15 | 12088 | ZR12088 |  |  | 0:15 | 12088 | ZR12088 | 2011-03-27 | #REF! | #REF! | 2011-03-27 | #REF! | #REF! | 2011-03-27 | #REF! | #REF! | 2011-03-27 | #REF! | #REF!
|  | 0:15 | 12089 | ZR12089 |  |  | 0:15 | 12089 | ZR12089 |  |  | 0:15 | 12089 | ZR12089 |  |  | 0:15 | 12089 | ZR12089 | 2011-03-28 | #REF! | #REF! | 2011-03-28 | #REF! | #REF! | 2011-03-28 | #REF! | #REF! | 2011-03-28 | #REF! | #REF!
|  | 0:15 | 12090 | ZR12090 |  |  | 0:15 | 12090 | ZR12090 |  |  | 0:15 | 12090 | ZR12090 |  |  | 0:15 | 12090 | ZR12090 | 2011-03-29 | #REF! | #REF! | 2011-03-29 | #REF! | #REF! | 2011-03-29 | #REF! | #REF! | 2011-03-29 | #REF! | #REF!
|  | 0:15 | 12091 | ZR12091 |  |  | 0:15 | 12091 | ZR12091 |  |  | 0:15 | 12091 | ZR12091 |  |  | 0:15 | 12091 | ZR12091 | 2011-03-30 | #REF! | #REF! | 2011-03-30 | #REF! | #REF! | 2011-03-30 | #REF! | #REF! | 2011-03-30 | #REF! | #REF!
|  | 0:15 | 12092 | ZR12092 |  |  | 0:15 | 12092 | ZR12092 |  |  | 0:15 | 12092 | ZR12092 |  |  | 0:15 | 12092 | ZR12092 | 2011-03-31 | #REF! | #REF! | 2011-03-31 | #REF! | #REF! | 2011-03-31 | #REF! | #REF! | 2011-03-31 | #REF! | #REF!
|  | 0:16 | 12093 | ZR12093 |  |  | 0:16 | 12093 | ZR12093 |  |  | 0:16 | 12093 | ZR12093 |  |  | 0:16 | 12093 | ZR12093 | 2011-04-01 | #REF! | #REF! | 2011-04-01 | #REF! | #REF! | 2011-04-01 | #REF! | #REF! | 2011-04-01 | #REF! | #REF!
|  | 0:16 | 12094 | ZR12094 |  |  | 0:16 | 12094 | ZR12094 |  |  | 0:16 | 12094 | ZR12094 |  |  | 0:16 | 12094 | ZR12094 | 2011-04-02 | #REF! | #REF! | 2011-04-02 | #REF! | #REF! | 2011-04-02 | #REF! | #REF! | 2011-04-02 | #REF! | #REF!
|  | 0:16 | 12095 | ZR12095 |  |  | 0:16 | 12095 | ZR12095 |  |  | 0:16 | 12095 | ZR12095 |  |  | 0:16 | 12095 | ZR12095 | 2011-04-03 | #REF! | #REF! | 2011-04-03 | #REF! | #REF! | 2011-04-03 | #REF! | #REF! | 2011-04-03 | #REF! | #REF!
|  | 0:16 | 12096 | ZR12096 |  |  | 0:16 | 12096 | ZR12096 |  |  | 0:16 | 12096 | ZR12096 |  |  | 0:16 | 12096 | ZR12096 | 2011-04-04 | #REF! | #REF! | 2011-04-04 | #REF! | #REF! | 2011-04-04 | #REF! | #REF! | 2011-04-04 | #REF! | #REF!
|  | 0:16 | 12097 | ZR12097 |  |  | 0:16 | 12097 | ZR12097 |  |  | 0:16 | 12097 | ZR12097 |  |  | 0:16 | 12097 | ZR12097 | 2011-04-05 | #REF! | #REF! | 2011-04-05 | #REF! | #REF! | 2011-04-05 | #REF! | #REF! | 2011-04-05 | #REF! | #REF!
|  | 0:16 | 12098 | ZR12098 |  |  | 0:16 | 12098 | ZR12098 |  |  | 0:16 | 12098 | ZR12098 |  |  | 0:16 | 12098 | ZR12098 | 2011-04-06 | #REF! | #REF! | 2011-04-06 | #REF! | #REF! | 2011-04-06 | #REF! | #REF! | 2011-04-06 | #REF! | #REF!
|  | 0:16 | 12099 | ZR12099 |  |  | 0:16 | 12099 | ZR12099 |  |  | 0:16 | 12099 | ZR12099 |  |  | 0:16 | 12099 | ZR12099 | 2011-04-07 | #REF! | #REF! | 2011-04-07 | #REF! | #REF! | 2011-04-07 | #REF! | #REF! | 2011-04-07 | #REF! | #REF!
|  | 0:17 | 12100 | ZR12100 |  |  | 0:17 | 12100 | ZR12100 |  |  | 0:17 | 12100 | ZR12100 |  |  | 0:17 | 12100 | ZR12100 | 2011-04-08 | #REF! | #REF! | 2011-04-08 | #REF! | #REF! | 2011-04-08 | #REF! | #REF! | 2011-04-08 | #REF! | #REF!
|  | 0:17 | 12101 | ZR12101 |  |  | 0:17 | 12101 | ZR12101 |  |  | 0:17 | 12101 | ZR12101 |  |  | 0:17 | 12101 | ZR12101 | 2011-04-09 | #REF! | #REF! | 2011-04-09 | #REF! | #REF! | 2011-04-09 | #REF! | #REF! | 2011-04-09 | #REF! | #REF!
|  | 0:17 | 12102 | ZR12102 |  |  | 0:17 | 12102 | ZR12102 |  |  | 0:17 | 12102 | ZR12102 |  |  | 0:17 | 12102 | ZR12102 | 2011-04-10 | #REF! | #REF! | 2011-04-10 | #REF! | #REF! | 2011-04-10 | #REF! | #REF! | 2011-04-10 | #REF! | #REF!
|  | 0:17 | 12103 | ZR12103 |  |  | 0:17 | 12103 | ZR12103 |  |  | 0:17 | 12103 | ZR12103 |  |  | 0:17 | 12103 | ZR12103 | 2011-04-11 | #REF! | #REF! | 2011-04-11 | #REF! | #REF! | 2011-04-11 | #REF! | #REF! | 2011-04-11 | #REF! | #REF!
|  | 0:17 | 12104 | ZR12104 |  |  | 0:17 | 12104 | ZR12104 |  |  | 0:17 | 12104 | ZR12104 |  |  | 0:17 | 12104 | ZR12104 | 2011-04-12 | #REF! | #REF! | 2011-04-12 | #REF! | #REF! | 2011-04-12 | #REF! | #REF! | 2011-04-12 | #REF! | #REF!
|  | 0:18 | 12105 | ZR12105 |  |  | 0:18 | 12105 | ZR12105 |  |  | 0:18 | 12105 | ZR12105 |  |  | 0:18 | 12105 | ZR12105 | 2011-04-13 | #REF! | #REF! | 2011-04-13 | #REF! | #REF! | 2011-04-13 | #REF! | #REF! | 2011-04-13 | #REF! | #REF!
|  | 0:18 | 12106 | ZR12106 |  |  | 0:18 | 12106 | ZR12106 |  |  | 0:18 | 12106 | ZR12106 |  |  | 0:18 | 12106 | ZR12106 | 2011-04-14 | #REF! | #REF! | 2011-04-14 | #REF! | #REF! | 2011-04-14 | #REF! | #REF! | 2011-04-14 | #REF! | #REF!
|  | 0:18 | 12107 | ZR12107 |  |  | 0:18 | 12107 | ZR12107 |  |  | 0:18 | 12107 | ZR12107 |  |  | 0:18 | 12107 | ZR12107 | 2011-04-15 | #REF! | #REF! | 2011-04-15 | #REF! | #REF! | 2011-04-15 | #REF! | #REF! | 2011-04-15 | #REF! | #REF!
|  | 0:18 | 12108 | ZR12108 |  |  | 0:18 | 12108 | ZR12108 |  |  | 0:18 | 12108 | ZR12108 |  |  | 0:18 | 12108 | ZR12108 | 2011-04-16 | #REF! | #REF! | 2011-04-16 | #REF! | #REF! | 2011-04-16 | #REF! | #REF! | 2011-04-16 | #REF! | #REF!
|  | 0:18 | 12109 | ZR12109 |  |  | 0:18 | 12109 | ZR12109 |  |  | 0:18 | 12109 | ZR12109 |  |  | 0:18 | 12109 | ZR12109 | 2011-04-17 | #REF! | #REF! | 2011-04-17 | #REF! | #REF! | 2011-04-17 | #REF! | #REF! | 2011-04-17 | #REF! | #REF!
|  | 0:18 | 12110 | ZR12110 |  |  | 0:18 | 12110 | ZR12110 |  |  | 0:18 | 12110 | ZR12110 |  |  | 0:18 | 12110 | ZR12110 | 2011-04-18 | #REF! | #REF! | 2011-04-18 | #REF! | #REF! | 2011-04-18 | #REF! | #REF! | 2011-04-18 | #REF! | #REF!
|  | 0:18 | 12111 | ZR12111 |  |  | 0:18 | 12111 | ZR12111 |  |  | 0:18 | 12111 | ZR12111 |  |  | 0:18 | 12111 | ZR12111 | 2011-04-19 | #REF! | #REF! | 2011-04-19 | #REF! | #REF! | 2011-04-19 | #REF! | #REF! | 2011-04-19 | #REF! | #REF!
|  | 0:19 | 12112 | ZR12112 |  |  | 0:19 | 12112 | ZR12112 |  |  | 0:19 | 12112 | ZR12112 |  |  | 0:19 | 12112 | ZR12112 | 2011-04-20 | #REF! | #REF! | 2011-04-20 | #REF! | #REF! | 2011-04-20 | #REF! | #REF! | 2011-04-20 | #REF! | #REF!
|  | 0:19 | 12113 | ZR12113 |  |  | 0:19 | 12113 | ZR12113 |  |  | 0:19 | 12113 | ZR12113 |  |  | 0:19 | 12113 | ZR12113 | 2011-04-21 | #REF! | #REF! | 2011-04-21 | #REF! | #REF! | 2011-04-21 | #REF! | #REF! | 2011-04-21 | #REF! | #REF!
|  | 0:19 | 12114 | ZR12114 |  |  | 0:19 | 12114 | ZR12114 |  |  | 0:19 | 12114 | ZR12114 |  |  | 0:19 | 12114 | ZR12114 | 2011-04-22 | #REF! | #REF! | 2011-04-22 | #REF! | #REF! | 2011-04-22 | #REF! | #REF! | 2011-04-22 | #REF! | #REF!
|  | 0:19 | 12115 | ZR12115 |  |  | 0:19 | 12115 | ZR12115 |  |  | 0:19 | 12115 | ZR12115 |  |  | 0:19 | 12115 | ZR12115 | 2011-04-23 | #REF! | #REF! | 2011-04-23 | #REF! | #REF! | 2011-04-23 | #REF! | #REF! | 2011-04-23 | #REF! | #REF!
|  | 0:19 | 12116 | ZR12116 |  |  | 0:19 | 12116 | ZR12116 |  |  | 0:19 | 12116 | ZR12116 |  |  | 0:19 | 12116 | ZR12116 | 2011-04-24 | #REF! | #REF! | 2011-04-24 | #REF! | #REF! | 2011-04-24 | #REF! | #REF! | 2011-04-24 | #REF! | #REF!
|  | 0:20 | 12117 | ZR12117 |  |  | 0:20 | 12117 | ZR12117 |  |  | 0:20 | 12117 | ZR12117 |  |  | 0:20 | 12117 | ZR12117 | 2011-04-25 | #REF! | #REF! | 2011-04-25 | #REF! | #REF! | 2011-04-25 | #REF! | #REF! | 2011-04-25 | #REF! | #REF!
|  | 0:20 | 12118 | ZR12118 |  |  | 0:20 | 12118 | ZR12118 |  |  | 0:20 | 12118 | ZR12118 |  |  | 0:20 | 12118 | ZR12118 | 2011-04-26 | #REF! | #REF! | 2011-04-26 | #REF! | #REF! | 2011-04-26 | #REF! | #REF! | 2011-04-26 | #REF! | #REF!
|  | 0:20 | 12119 | ZR12119 |  |  | 0:20 | 12119 | ZR12119 |  |  | 0:20 | 12119 | ZR12119 |  |  | 0:20 | 12119 | ZR12119 | 2011-04-27 | #REF! | #REF! | 2011-04-27 | #REF! | #REF! | 2011-04-27 | #REF! | #REF! | 2011-04-27 | #REF! | #REF!
|  | 0:20 | 12120 | ZR12120 |  |  | 0:20 | 12120 | ZR12120 |  |  | 0:20 | 12120 | ZR12120 |  |  | 0:20 | 12120 | ZR12120 | 2011-04-28 | #REF! | #REF! | 2011-04-28 | #REF! | #REF! | 2011-04-28 | #REF! | #REF! | 2011-04-28 | #REF! | #REF!
|  | 0:20 | 12121 | ZR12121 |  |  | 0:20 | 12121 | ZR12121 |  |  | 0:20 | 12121 | ZR12121 |  |  | 0:20 | 12121 | ZR12121 | 2011-04-29 | #REF! | #REF! | 2011-04-29 | #REF! | #REF! | 2011-04-29 | #REF! | #REF! | 2011-04-29 | #REF! | #REF!
|  | 0:20 | 12122 | ZR12122 |  |  | 0:20 | 12122 | ZR12122 |  |  | 0:20 | 12122 | ZR12122 |  |  | 0:20 | 12122 | ZR12122 | 2011-04-30 | #REF! | #REF! | 2011-04-30 | #REF! | #REF! | 2011-04-30 | #REF! | #REF! | 2011-04-30 | #REF! | #REF!
|  | 0:20 | 12123 | ZR12123 |  |  | 0:20 | 12123 | ZR12123 |  |  | 0:20 | 12123 | ZR12123 |  |  | 0:20 | 12123 | ZR12123 |  | #REF! | #REF! |  | #REF! | #REF! |  | #REF! | #REF! |  | #REF! | #REF!
|  | 0:21 | 12124 | ZR12124 |  |  | 0:21 | 12124 | ZR12124 |  |  | 0:21 | 12124 | ZR12124 |  |  | 0:21 | 12124 | ZR12124 | 2011-05-01 | #REF! | #REF! | 2011-05-01 | #REF! | #REF! | 2011-05-01 | #REF! | #REF! | 2011-05-01 | #REF! | #REF!
|  | 0:21 | 12125 | ZR12125 |  |  | 0:21 | 12125 | ZR12125 |  |  | 0:21 | 12125 | ZR12125 |  |  | 0:21 | 12125 | ZR12125 | 2011-05-02 | #REF! | #REF! | 2011-05-02 | #REF! | #REF! | 2011-05-02 | #REF! | #REF! | 2011-05-02 | #REF! | #REF!
|  | 0:21 | 12126 | ZR12126 |  |  | 0:21 | 12126 | ZR12126 |  |  | 0:21 | 12126 | ZR12126 |  |  | 0:21 | 12126 | ZR12126 | 2011-05-03 | #REF! | #REF! | 2011-05-03 | #REF! | #REF! | 2011-05-03 | #REF! | #REF! | 2011-05-03 | #REF! | #REF!
|  | 0:21 | 12127 | ZR12127 |  |  | 0:21 | 12127 | ZR12127 |  |  | 0:21 | 12127 | ZR12127 |  |  | 0:21 | 12127 | ZR12127 | 2011-05-04 | #REF! | #REF! | 2011-05-04 | #REF! | #REF! | 2011-05-04 | #REF! | #REF! | 2011-05-04 | #REF! | #REF!
|  | 0:21 | 12128 | ZR12128 |  |  | 0:21 | 12128 | ZR12128 |  |  | 0:21 | 12128 | ZR12128 |  |  | 0:21 | 12128 | ZR12128 | 2011-05-05 | #REF! | #REF! | 2011-05-05 | #REF! | #REF! | 2011-05-05 | #REF! | #REF! | 2011-05-05 | #REF! | #REF!
|  | 0:22 | 12129 | ZR12129 |  |  | 0:22 | 12129 | ZR12129 |  |  | 0:22 | 12129 | ZR12129 |  |  | 0:22 | 12129 | ZR12129 | 2011-05-06 | #REF! | #REF! | 2011-05-06 | #REF! | #REF! | 2011-05-06 | #REF! | #REF! | 2011-05-06 | #REF! | #REF!
|  | 0:22 | 12130 | ZR12130 |  |  | 0:22 | 12130 | ZR12130 |  |  | 0:22 | 12130 | ZR12130 |  |  | 0:22 | 12130 | ZR12130 | 2011-05-07 | #REF! | #REF! | 2011-05-07 | #REF! | #REF! | 2011-05-07 | #REF! | #REF! | 2011-05-07 | #REF! | #REF!
|  | 0:22 | 12131 | ZR12131 |  |  | 0:22 | 12131 | ZR12131 |  |  | 0:22 | 12131 | ZR12131 |  |  | 0:22 | 12131 | ZR12131 | 2011-05-08 | #REF! | #REF! | 2011-05-08 | #REF! | #REF! | 2011-05-08 | #REF! | #REF! | 2011-05-08 | #REF! | #REF!
|  | 0:22 | 12132 | ZR12132 |  |  | 0:22 | 12132 | ZR12132 |  |  | 0:22 | 12132 | ZR12132 |  |  | 0:22 | 12132 | ZR12132 | 2011-05-09 | #REF! | #REF! | 2011-05-09 | #REF! | #REF! | 2011-05-09 | #REF! | #REF! | 2011-05-09 | #REF! | #REF!
|  | 0:22 | 12133 | ZR12133 |  |  | 0:22 | 12133 | ZR12133 |  |  | 0:22 | 12133 | ZR12133 |  |  | 0:22 | 12133 | ZR12133 | 2011-05-10 | #REF! | #REF! | 2011-05-10 | #REF! | #REF! | 2011-05-10 | #REF! | #REF! | 2011-05-10 | #REF! | #REF!
|  | 0:22 | 12134 | ZR12134 |  |  | 0:22 | 12134 | ZR12134 |  |  | 0:22 | 12134 | ZR12134 |  |  | 0:22 | 12134 | ZR12134 | 2011-05-11 | #REF! | #REF! | 2011-05-11 | #REF! | #REF! | 2011-05-11 | #REF! | #REF! | 2011-05-11 | #REF! | #REF!
|  | 0:22 | 12135 | ZR12135 |  |  | 0:22 | 12135 | ZR12135 |  |  | 0:22 | 12135 | ZR12135 |  |  | 0:22 | 12135 | ZR12135 | 2011-05-12 | #REF! | #REF! | 2011-05-12 | #REF! | #REF! | 2011-05-12 | #REF! | #REF! | 2011-05-12 | #REF! | #REF!
|  | 0:23 | 12136 | ZR12136 |  |  | 0:23 | 12136 | ZR12136 |  |  | 0:23 | 12136 | ZR12136 |  |  | 0:23 | 12136 | ZR12136 | 2011-05-13 | #REF! | #REF! | 2011-05-13 | #REF! | #REF! | 2011-05-13 | #REF! | #REF! | 2011-05-13 | #REF! | #REF!
|  | 0:23 | 12137 | ZR12137 |  |  | 0:23 | 12137 | ZR12137 |  |  | 0:23 | 12137 | ZR12137 |  |  | 0:23 | 12137 | ZR12137 | 2011-05-14 | #REF! | #REF! | 2011-05-14 | #REF! | #REF! | 2011-05-14 | #REF! | #REF! | 2011-05-14 | #REF! | #REF!
|  | 0:23 | 12138 | ZR12138 |  |  | 0:23 | 12138 | ZR12138 |  |  | 0:23 | 12138 | ZR12138 |  |  | 0:23 | 12138 | ZR12138 | 2011-05-15 | #REF! | #REF! | 2011-05-15 | #REF! | #REF! | 2011-05-15 | #REF! | #REF! | 2011-05-15 | #REF! | #REF!
|  | 0:23 | 12139 | ZR12139 |  |  | 0:23 | 12139 | ZR12139 |  |  | 0:23 | 12139 | ZR12139 |  |  | 0:23 | 12139 | ZR12139 | 2011-05-16 | #REF! | #REF! | 2011-05-16 | #REF! | #REF! | 2011-05-16 | #REF! | #REF! | 2011-05-16 | #REF! | #REF!
|  | 0:23 | 12140 | ZR12140 |  |  | 0:23 | 12140 | ZR12140 |  |  | 0:23 | 12140 | ZR12140 |  |  | 0:23 | 12140 | ZR12140 | 2011-05-17 | #REF! | #REF! | 2011-05-17 | #REF! | #REF! | 2011-05-17 | #REF! | #REF! | 2011-05-17 | #REF! | #REF!
|  | 0:23 | 12141 | ZR12141 |  |  | 0:23 | 12141 | ZR12141 |  |  | 0:23 | 12141 | ZR12141 |  |  | 0:23 | 12141 | ZR12141 | 2011-05-18 | #REF! | #REF! | 2011-05-18 | #REF! | #REF! | 2011-05-18 | #REF! | #REF! | 2011-05-18 | #REF! | #REF!
|  | 0:24 | 12142 | ZR12142 |  |  | 0:24 | 12142 | ZR12142 |  |  | 0:24 | 12142 | ZR12142 |  |  | 0:24 | 12142 | ZR12142 | 2011-05-19 | #REF! | #REF! | 2011-05-19 | #REF! | #REF! | 2011-05-19 | #REF! | #REF! | 2011-05-19 | #REF! | #REF!
|  | 0:24 | 12143 | ZR12143 |  |  | 0:24 | 12143 | ZR12143 |  |  | 0:24 | 12143 | ZR12143 |  |  | 0:24 | 12143 | ZR12143 | 2011-05-20 | #REF! | #REF! | 2011-05-20 | #REF! | #REF! | 2011-05-20 | #REF! | #REF! | 2011-05-20 | #REF! | #REF!
|  | 0:24 | 12144 | ZR12144 |  |  | 0:24 | 12144 | ZR12144 |  |  | 0:24 | 12144 | ZR12144 |  |  | 0:24 | 12144 | ZR12144 | 2011-05-21 | #REF! | #REF! | 2011-05-21 | #REF! | #REF! | 2011-05-21 | #REF! | #REF! | 2011-05-21 | #REF! | #REF!
|  | 0:24 | 12145 | ZR12145 |  |  | 0:24 | 12145 | ZR12145 |  |  | 0:24 | 12145 | ZR12145 |  |  | 0:24 | 12145 | ZR12145 | 2011-05-22 | #REF! | #REF! | 2011-05-22 | #REF! | #REF! | 2011-05-22 | #REF! | #REF! | 2011-05-22 | #REF! | #REF!
|  | 0:24 | 12146 | ZR12146 |  |  | 0:24 | 12146 | ZR12146 |  |  | 0:24 | 12146 | ZR12146 |  |  | 0:24 | 12146 | ZR12146 | 2011-05-23 | #REF! | #REF! | 2011-05-23 | #REF! | #REF! | 2011-05-23 | #REF! | #REF! | 2011-05-23 | #REF! | #REF!
|  | 0:25 | 12147 | ZR12147 |  |  | 0:25 | 12147 | ZR12147 |  |  | 0:25 | 12147 | ZR12147 |  |  | 0:25 | 12147 | ZR12147 | 2011-05-24 | #REF! | #REF! | 2011-05-24 | #REF! | #REF! | 2011-05-24 | #REF! | #REF! | 2011-05-24 | #REF! | #REF!
|  | 0:25 | 12148 | ZR12148 |  |  | 0:25 | 12148 | ZR12148 |  |  | 0:25 | 12148 | ZR12148 |  |  | 0:25 | 12148 | ZR12148 | 2011-05-25 | #REF! | #REF! | 2011-05-25 | #REF! | #REF! | 2011-05-25 | #REF! | #REF! | 2011-05-25 | #REF! | #REF!
|  | 0:25 | 12149 | ZR12149 |  |  | 0:25 | 12149 | ZR12149 |  |  | 0:25 | 12149 | ZR12149 |  |  | 0:25 | 12149 | ZR12149 | 2011-05-26 | #REF! | #REF! | 2011-05-26 | #REF! | #REF! | 2011-05-26 | #REF! | #REF! | 2011-05-26 | #REF! | #REF!
|  | 0:25 | 12150 | ZR12150 |  |  | 0:25 | 12150 | ZR12150 |  |  | 0:25 | 12150 | ZR12150 |  |  | 0:25 | 12150 | ZR12150 | 2011-05-27 | #REF! | #REF! | 2011-05-27 | #REF! | #REF! | 2011-05-27 | #REF! | #REF! | 2011-05-27 | #REF! | #REF!
|  | 0:25 | 12151 | ZR12151 |  |  | 0:25 | 12151 | ZR12151 |  |  | 0:25 | 12151 | ZR12151 |  |  | 0:25 | 12151 | ZR12151 | 2011-05-28 | #REF! | #REF! | 2011-05-28 | #REF! | #REF! | 2011-05-28 | #REF! | #REF! | 2011-05-28 | #REF! | #REF!
|  | 0:25 | 12152 | ZR12152 |  |  | 0:25 | 12152 | ZR12152 |  |  | 0:25 | 12152 | ZR12152 |  |  | 0:25 | 12152 | ZR12152 | 2011-05-29 | #REF! | #REF! | 2011-05-29 | #REF! | #REF! | 2011-05-29 | #REF! | #REF! | 2011-05-29 | #REF! | #REF!
|  | 0:25 | 12153 | ZR12153 |  |  | 0:25 | 12153 | ZR12153 |  |  | 0:25 | 12153 | ZR12153 |  |  | 0:25 | 12153 | ZR12153 | 2011-05-30 | #REF! | #REF! | 2011-05-30 | #REF! | #REF! | 2011-05-30 | #REF! | #REF! | 2011-05-30 | #REF! | #REF!
|  | 0:26 | 12154 | ZR12154 |  |  | 0:26 | 12154 | ZR12154 |  |  | 0:26 | 12154 | ZR12154 |  |  | 0:26 | 12154 | ZR12154 | 2011-05-31 | #REF! | #REF! | 2011-05-31 | #REF! | #REF! | 2011-05-31 | #REF! | #REF! | 2011-05-31 | #REF! | #REF!
|  | 0:26 | 12155 | ZR12155 |  |  | 0:26 | 12155 | ZR12155 |  |  | 0:26 | 12155 | ZR12155 |  |  | 0:26 | 12155 | ZR12155 | 2011-06-01 | #REF! | #REF! | 2011-06-01 | #REF! | #REF! | 2011-06-01 | #REF! | #REF! | 2011-06-01 | #REF! | #REF!
|  | 0:26 | 12156 | ZR12156 |  |  | 0:26 | 12156 | ZR12156 |  |  | 0:26 | 12156 | ZR12156 |  |  | 0:26 | 12156 | ZR12156 | 2011-06-02 | #REF! | #REF! | 2011-06-02 | #REF! | #REF! | 2011-06-02 | #REF! | #REF! | 2011-06-02 | #REF! | #REF!
|  | 0:26 | 12157 | ZR12157 |  |  | 0:26 | 12157 | ZR12157 |  |  | 0:26 | 12157 | ZR12157 |  |  | 0:26 | 12157 | ZR12157 | 2011-06-03 | #REF! | #REF! | 2011-06-03 | #REF! | #REF! | 2011-06-03 | #REF! | #REF! | 2011-06-03 | #REF! | #REF!
|  | 0:26 | 12158 | ZR12158 |  |  | 0:26 | 12158 | ZR12158 |  |  | 0:26 | 12158 | ZR12158 |  |  | 0:26 | 12158 | ZR12158 | 2011-06-04 | #REF! | #REF! | 2011-06-04 | #REF! | #REF! | 2011-06-04 | #REF! | #REF! | 2011-06-04 | #REF! | #REF!
|  | 0:27 | 12159 | ZR12159 |  |  | 0:27 | 12159 | ZR12159 |  |  | 0:27 | 12159 | ZR12159 |  |  | 0:27 | 12159 | ZR12159 | 2011-06-05 | #REF! | #REF! | 2011-06-05 | #REF! | #REF! | 2011-06-05 | #REF! | #REF! | 2011-06-05 | #REF! | #REF!
|  | 0:27 | 12160 | ZR12160 |  |  | 0:27 | 12160 | ZR12160 |  |  | 0:27 | 12160 | ZR12160 |  |  | 0:27 | 12160 | ZR12160 | 2011-06-06 | #REF! | #REF! | 2011-06-06 | #REF! | #REF! | 2011-06-06 | #REF! | #REF! | 2011-06-06 | #REF! | #REF!
|  | 0:27 | 12161 | ZR12161 |  |  | 0:27 | 12161 | ZR12161 |  |  | 0:27 | 12161 | ZR12161 |  |  | 0:27 | 12161 | ZR12161 | 2011-06-07 | #REF! | #REF! | 2011-06-07 | #REF! | #REF! | 2011-06-07 | #REF! | #REF! | 2011-06-07 | #REF! | #REF!
|  | 0:27 | 12162 | ZR12162 |  |  | 0:27 | 12162 | ZR12162 |  |  | 0:27 | 12162 | ZR12162 |  |  | 0:27 | 12162 | ZR12162 | 2011-06-08 | #REF! | #REF! | 2011-06-08 | #REF! | #REF! | 2011-06-08 | #REF! | #REF! | 2011-06-08 | #REF! | #REF!
|  | 0:27 | 12163 | ZR12163 |  |  | 0:27 | 12163 | ZR12163 |  |  | 0:27 | 12163 | ZR12163 |  |  | 0:27 | 12163 | ZR12163 | 2011-06-09 | #REF! | #REF! | 2011-06-09 | #REF! | #REF! | 2011-06-09 | #REF! | #REF! | 2011-06-09 | #REF! | #REF!
|  | 0:27 | 12164 | ZR12164 |  |  | 0:27 | 12164 | ZR12164 |  |  | 0:27 | 12164 | ZR12164 |  |  | 0:27 | 12164 | ZR12164 | 2011-06-10 | #REF! | #REF! | 2011-06-10 | #REF! | #REF! | 2011-06-10 | #REF! | #REF! | 2011-06-10 | #REF! | #REF!
|  | 0:27 | 12165 | ZR12165 |  |  | 0:27 | 12165 | ZR12165 |  |  | 0:27 | 12165 | ZR12165 |  |  | 0:27 | 12165 | ZR12165 | 2011-06-11 | #REF! | #REF! | 2011-06-11 | #REF! | #REF! | 2011-06-11 | #REF! | #REF! | 2011-06-11 | #REF! | #REF!
|  | 0:28 | 12166 | ZR12166 |  |  | 0:28 | 12166 | ZR12166 |  |  | 0:28 | 12166 | ZR12166 |  |  | 0:28 | 12166 | ZR12166 | 2011-06-12 | #REF! | #REF! | 2011-06-12 | #REF! | #REF! | 2011-06-12 | #REF! | #REF! | 2011-06-12 | #REF! | #REF!
|  | 0:28 | 12167 | ZR12167 |  |  | 0:28 | 12167 | ZR12167 |  |  | 0:28 | 12167 | ZR12167 |  |  | 0:28 | 12167 | ZR12167 | 2011-06-13 | #REF! | #REF! | 2011-06-13 | #REF! | #REF! | 2011-06-13 | #REF! | #REF! | 2011-06-13 | #REF! | #REF!
|  | 0:28 | 12168 | ZR12168 |  |  | 0:28 | 12168 | ZR12168 |  |  | 0:28 | 12168 | ZR12168 |  |  | 0:28 | 12168 | ZR12168 | 2011-06-14 | #REF! | #REF! | 2011-06-14 | #REF! | #REF! | 2011-06-14 | #REF! | #REF! | 2011-06-14 | #REF! | #REF!
|  | 0:28 | 12169 | ZR12169 |  |  | 0:28 | 12169 | ZR12169 |  |  | 0:28 | 12169 | ZR12169 |  |  | 0:28 | 12169 | ZR12169 | 2011-06-15 | #REF! | #REF! | 2011-06-15 | #REF! | #REF! | 2011-06-15 | #REF! | #REF! | 2011-06-15 | #REF! | #REF!
|  | 0:28 | 12170 | ZR12170 |  |  | 0:28 | 12170 | ZR12170 |  |  | 0:28 | 12170 | ZR12170 |  |  | 0:28 | 12170 | ZR12170 | 2011-06-16 | #REF! | #REF! | 2011-06-16 | #REF! | #REF! | 2011-06-16 | #REF! | #REF! | 2011-06-16 | #REF! | #REF!
|  | 0:29 | 12171 | ZR12171 |  |  | 0:29 | 12171 | ZR12171 |  |  | 0:29 | 12171 | ZR12171 |  |  | 0:29 | 12171 | ZR12171 | 2011-06-17 | #REF! | #REF! | 2011-06-17 | #REF! | #REF! | 2011-06-17 | #REF! | #REF! | 2011-06-17 | #REF! | #REF!
|  | 0:29 | 12172 | ZR12172 |  |  | 0:29 | 12172 | ZR12172 |  |  | 0:29 | 12172 | ZR12172 |  |  | 0:29 | 12172 | ZR12172 | 2011-06-18 | #REF! | #REF! | 2011-06-18 | #REF! | #REF! | 2011-06-18 | #REF! | #REF! | 2011-06-18 | #REF! | #REF!
|  | 0:29 | 12173 | ZR12173 |  |  | 0:29 | 12173 | ZR12173 |  |  | 0:29 | 12173 | ZR12173 |  |  | 0:29 | 12173 | ZR12173 | 2011-06-19 | #REF! | #REF! | 2011-06-19 | #REF! | #REF! | 2011-06-19 | #REF! | #REF! | 2011-06-19 | #REF! | #REF!
|  | 0:29 | 12174 | ZR12174 |  |  | 0:29 | 12174 | ZR12174 |  |  | 0:29 | 12174 | ZR12174 |  |  | 0:29 | 12174 | ZR12174 | 2011-06-20 | #REF! | #REF! | 2011-06-20 | #REF! | #REF! | 2011-06-20 | #REF! | #REF! | 2011-06-20 | #REF! | #REF!
|  | 0:29 | 12175 | ZR12175 |  |  | 0:29 | 12175 | ZR12175 |  |  | 0:29 | 12175 | ZR12175 |  |  | 0:29 | 12175 | ZR12175 | 2011-06-21 | #REF! | #REF! | 2011-06-21 | #REF! | #REF! | 2011-06-21 | #REF! | #REF! | 2011-06-21 | #REF! | #REF!
|  | 0:29 | 12176 | ZR12176 |  |  | 0:29 | 12176 | ZR12176 |  |  | 0:29 | 12176 | ZR12176 |  |  | 0:29 | 12176 | ZR12176 | 2011-06-22 | #REF! | #REF! | 2011-06-22 | #REF! | #REF! | 2011-06-22 | #REF! | #REF! | 2011-06-22 | #REF! | #REF!
|  | 0:29 | 12177 | ZR12177 |  |  | 0:29 | 12177 | ZR12177 |  |  | 0:29 | 12177 | ZR12177 |  |  | 0:29 | 12177 | ZR12177 | 2011-06-23 | #REF! | #REF! | 2011-06-23 | #REF! | #REF! | 2011-06-23 | #REF! | #REF! | 2011-06-23 | #REF! | #REF!
|  | 0:30 | 12178 | ZR12178 |  |  | 0:30 | 12178 | ZR12178 |  |  | 0:30 | 12178 | ZR12178 |  |  | 0:30 | 12178 | ZR12178 | 2011-06-24 | #REF! | #REF! | 2011-06-24 | #REF! | #REF! | 2011-06-24 | #REF! | #REF! | 2011-06-24 | #REF! | #REF!
|  | 0:30 | 12179 | ZR12179 |  |  | 0:30 | 12179 | ZR12179 |  |  | 0:30 | 12179 | ZR12179 |  |  | 0:30 | 12179 | ZR12179 | 2011-06-25 | #REF! | #REF! | 2011-06-25 | #REF! | #REF! | 2011-06-25 | #REF! | #REF! | 2011-06-25 | #REF! | #REF!
|  | 0:30 | 12180 | ZR12180 |  |  | 0:30 | 12180 | ZR12180 |  |  | 0:30 | 12180 | ZR12180 |  |  | 0:30 | 12180 | ZR12180 | 2011-06-26 | #REF! | #REF! | 2011-06-26 | #REF! | #REF! | 2011-06-26 | #REF! | #REF! | 2011-06-26 | #REF! | #REF!
|  | 0:30 | 12181 | ZR12181 |  |  | 0:30 | 12181 | ZR12181 |  |  | 0:30 | 12181 | ZR12181 |  |  | 0:30 | 12181 | ZR12181 | 2011-06-27 | #REF! | #REF! | 2011-06-27 | #REF! | #REF! | 2011-06-27 | #REF! | #REF! | 2011-06-27 | #REF! | #REF!
|  | 0:30 | 12182 | ZR12182 |  |  | 0:30 | 12182 | ZR12182 |  |  | 0:30 | 12182 | ZR12182 |  |  | 0:30 | 12182 | ZR12182 | 2011-06-28 | #REF! | #REF! | 2011-06-28 | #REF! | #REF! | 2011-06-28 | #REF! | #REF! | 2011-06-28 | #REF! | #REF!
|  | 0:31 | 12183 | ZR12183 |  |  | 0:31 | 12183 | ZR12183 |  |  | 0:31 | 12183 | ZR12183 |  |  | 0:31 | 12183 | ZR12183 | 2011-06-29 | #REF! | #REF! | 2011-06-29 | #REF! | #REF! | 2011-06-29 | #REF! | #REF! | 2011-06-29 | #REF! | #REF!
|  | 0:31 | 12184 | ZR12184 |  |  | 0:31 | 12184 | ZR12184 |  |  | 0:31 | 12184 | ZR12184 |  |  | 0:31 | 12184 | ZR12184 | 2011-06-30 | #REF! | #REF! | 2011-06-30 | #REF! | #REF! | 2011-06-30 | #REF! | #REF! | 2011-06-30 | #REF! | #REF!
|  | 0:31 | 12185 | ZR12185 |  |  | 0:31 | 12185 | ZR12185 |  |  | 0:31 | 12185 | ZR12185 |  |  | 0:31 | 12185 | ZR12185 |  | #REF! | #REF! |  | #REF! | #REF! |  | #REF! | #REF! |  | #REF! | #REF!
|  | 0:31 | 12186 | ZR12186 |  |  | 0:31 | 12186 | ZR12186 |  |  | 0:31 | 12186 | ZR12186 |  |  | 0:31 | 12186 | ZR12186 | 2011-07-01 | #REF! | #REF! | 2011-07-01 | #REF! | #REF! | 2011-07-01 | #REF! | #REF! | 2011-07-01 | #REF! | #REF!
|  | 0:31 | 12187 | ZR12187 |  |  | 0:31 | 12187 | ZR12187 |  |  | 0:31 | 12187 | ZR12187 |  |  | 0:31 | 12187 | ZR12187 | 2011-07-02 | #REF! | #REF! | 2011-07-02 | #REF! | #REF! | 2011-07-02 | #REF! | #REF! | 2011-07-02 | #REF! | #REF!
|  | 0:31 | 12188 | ZR12188 |  |  | 0:31 | 12188 | ZR12188 |  |  | 0:31 | 12188 | ZR12188 |  |  | 0:31 | 12188 | ZR12188 | 2011-07-03 | #REF! | #REF! | 2011-07-03 | #REF! | #REF! | 2011-07-03 | #REF! | #REF! | 2011-07-03 | #REF! | #REF!
|  | 0:31 | 12189 | ZR12189 |  |  | 0:31 | 12189 | ZR12189 |  |  | 0:31 | 12189 | ZR12189 |  |  | 0:31 | 12189 | ZR12189 | 2011-07-04 | #REF! | #REF! | 2011-07-04 | #REF! | #REF! | 2011-07-04 | #REF! | #REF! | 2011-07-04 | #REF! | #REF!
|  | 0:32 | 12190 | ZR12190 |  |  | 0:32 | 12190 | ZR12190 |  |  | 0:32 | 12190 | ZR12190 |  |  | 0:32 | 12190 | ZR12190 | 2011-07-05 | #REF! | #REF! | 2011-07-05 | #REF! | #REF! | 2011-07-05 | #REF! | #REF! | 2011-07-05 | #REF! | #REF!
|  | 0:32 | 12191 | ZR12191 |  |  | 0:32 | 12191 | ZR12191 |  |  | 0:32 | 12191 | ZR12191 |  |  | 0:32 | 12191 | ZR12191 | 2011-07-06 | #REF! | #REF! | 2011-07-06 | #REF! | #REF! | 2011-07-06 | #REF! | #REF! | 2011-07-06 | #REF! | #REF!
|  | 0:32 | 12192 | ZR12192 |  |  | 0:32 | 12192 | ZR12192 |  |  | 0:32 | 12192 | ZR12192 |  |  | 0:32 | 12192 | ZR12192 | 2011-07-07 | #REF! | #REF! | 2011-07-07 | #REF! | #REF! | 2011-07-07 | #REF! | #REF! | 2011-07-07 | #REF! | #REF!
|  | 0:32 | 12193 | ZR12193 |  |  | 0:32 | 12193 | ZR12193 |  |  | 0:32 | 12193 | ZR12193 |  |  | 0:32 | 12193 | ZR12193 | 2011-07-08 | #REF! | #REF! | 2011-07-08 | #REF! | #REF! | 2011-07-08 | #REF! | #REF! | 2011-07-08 | #REF! | #REF!
|  | 0:32 | 12194 | ZR12194 |  |  | 0:32 | 12194 | ZR12194 |  |  | 0:32 | 12194 | ZR12194 |  |  | 0:32 | 12194 | ZR12194 | 2011-07-09 | #REF! | #REF! | 2011-07-09 | #REF! | #REF! | 2011-07-09 | #REF! | #REF! | 2011-07-09 | #REF! | #REF!
|  | 0:32 | 12195 | ZR12195 |  |  | 0:32 | 12195 | ZR12195 |  |  | 0:32 | 12195 | ZR12195 |  |  | 0:32 | 12195 | ZR12195 | 2011-07-10 | #REF! | #REF! | 2011-07-10 | #REF! | #REF! | 2011-07-10 | #REF! | #REF! | 2011-07-10 | #REF! | #REF!
|  | 0:33 | 12196 | ZR12196 |  |  | 0:33 | 12196 | ZR12196 |  |  | 0:33 | 12196 | ZR12196 |  |  | 0:33 | 12196 | ZR12196 | 2011-07-11 | #REF! | #REF! | 2011-07-11 | #REF! | #REF! | 2011-07-11 | #REF! | #REF! | 2011-07-11 | #REF! | #REF!
|  | 0:33 | 12197 | ZR12197 |  |  | 0:33 | 12197 | ZR12197 |  |  | 0:33 | 12197 | ZR12197 |  |  | 0:33 | 12197 | ZR12197 | 2011-07-12 | #REF! | #REF! | 2011-07-12 | #REF! | #REF! | 2011-07-12 | #REF! | #REF! | 2011-07-12 | #REF! | #REF!
|  | 0:33 | 12198 | ZR12198 |  |  | 0:33 | 12198 | ZR12198 |  |  | 0:33 | 12198 | ZR12198 |  |  | 0:33 | 12198 | ZR12198 | 2011-07-13 | #REF! | #REF! | 2011-07-13 | #REF! | #REF! | 2011-07-13 | #REF! | #REF! | 2011-07-13 | #REF! | #REF!
|  | 0:33 | 12199 | ZR12199 |  |  | 0:33 | 12199 | ZR12199 |  |  | 0:33 | 12199 | ZR12199 |  |  | 0:33 | 12199 | ZR12199 | 2011-07-14 | #REF! | #REF! | 2011-07-14 | #REF! | #REF! | 2011-07-14 | #REF! | #REF! | 2011-07-14 | #REF! | #REF!
|  | 0:33 | 12200 | ZR12200 |  |  | 0:33 | 12200 | ZR12200 |  |  | 0:33 | 12200 | ZR12200 |  |  | 0:33 | 12200 | ZR12200 | 2011-07-15 | #REF! | #REF! | 2011-07-15 | #REF! | #REF! | 2011-07-15 | #REF! | #REF! | 2011-07-15 | #REF! | #REF!
|  | 0:34 | 12201 | ZR12201 |  |  | 0:34 | 12201 | ZR12201 |  |  | 0:34 | 12201 | ZR12201 |  |  | 0:34 | 12201 | ZR12201 | 2011-07-16 | #REF! | #REF! | 2011-07-16 | #REF! | #REF! | 2011-07-16 | #REF! | #REF! | 2011-07-16 | #REF! | #REF!
|  | 0:34 | 12202 | ZR12202 |  |  | 0:34 | 12202 | ZR12202 |  |  | 0:34 | 12202 | ZR12202 |  |  | 0:34 | 12202 | ZR12202 | 2011-07-17 | #REF! | #REF! | 2011-07-17 | #REF! | #REF! | 2011-07-17 | #REF! | #REF! | 2011-07-17 | #REF! | #REF!
|  | 0:34 | 12203 | ZR12203 |  |  | 0:34 | 12203 | ZR12203 |  |  | 0:34 | 12203 | ZR12203 |  |  | 0:34 | 12203 | ZR12203 | 2011-07-18 | #REF! | #REF! | 2011-07-18 | #REF! | #REF! | 2011-07-18 | #REF! | #REF! | 2011-07-18 | #REF! | #REF!
|  | 0:34 | 12204 | ZR12204 |  |  | 0:34 | 12204 | ZR12204 |  |  | 0:34 | 12204 | ZR12204 |  |  | 0:34 | 12204 | ZR12204 | 2011-07-19 | #REF! | #REF! | 2011-07-19 | #REF! | #REF! | 2011-07-19 | #REF! | #REF! | 2011-07-19 | #REF! | #REF!
|  | 0:34 | 12205 | ZR12205 |  |  | 0:34 | 12205 | ZR12205 |  |  | 0:34 | 12205 | ZR12205 |  |  | 0:34 | 12205 | ZR12205 | 2011-07-20 | #REF! | #REF! | 2011-07-20 | #REF! | #REF! | 2011-07-20 | #REF! | #REF! | 2011-07-20 | #REF! | #REF!
|  | 0:34 | 12206 | ZR12206 |  |  | 0:34 | 12206 | ZR12206 |  |  | 0:34 | 12206 | ZR12206 |  |  | 0:34 | 12206 | ZR12206 | 2011-07-21 | #REF! | #REF! | 2011-07-21 | #REF! | #REF! | 2011-07-21 | #REF! | #REF! | 2011-07-21 | #REF! | #REF!
|  | 0:34 | 12207 | ZR12207 |  |  | 0:34 | 12207 | ZR12207 |  |  | 0:34 | 12207 | ZR12207 |  |  | 0:34 | 12207 | ZR12207 | 2011-07-22 | #REF! | #REF! | 2011-07-22 | #REF! | #REF! | 2011-07-22 | #REF! | #REF! | 2011-07-22 | #REF! | #REF!
|  | 0:35 | 12208 | ZR12208 |  |  | 0:35 | 12208 | ZR12208 |  |  | 0:35 | 12208 | ZR12208 |  |  | 0:35 | 12208 | ZR12208 | 2011-07-23 | #REF! | #REF! | 2011-07-23 | #REF! | #REF! | 2011-07-23 | #REF! | #REF! | 2011-07-23 | #REF! | #REF!
|  | 0:35 | 12209 | ZR12209 |  |  | 0:35 | 12209 | ZR12209 |  |  | 0:35 | 12209 | ZR12209 |  |  | 0:35 | 12209 | ZR12209 | 2011-07-24 | #REF! | #REF! | 2011-07-24 | #REF! | #REF! | 2011-07-24 | #REF! | #REF! | 2011-07-24 | #REF! | #REF!
|  | 0:35 | 12210 | ZR12210 |  |  | 0:35 | 12210 | ZR12210 |  |  | 0:35 | 12210 | ZR12210 |  |  | 0:35 | 12210 | ZR12210 | 2011-07-25 | #REF! | #REF! | 2011-07-25 | #REF! | #REF! | 2011-07-25 | #REF! | #REF! | 2011-07-25 | #REF! | #REF!
|  | 0:35 | 12211 | ZR12211 |  |  | 0:35 | 12211 | ZR12211 |  |  | 0:35 | 12211 | ZR12211 |  |  | 0:35 | 12211 | ZR12211 | 2011-07-26 | #REF! | #REF! | 2011-07-26 | #REF! | #REF! | 2011-07-26 | #REF! | #REF! | 2011-07-26 | #REF! | #REF!
|  | 0:35 | 12212 | ZR12212 |  |  | 0:35 | 12212 | ZR12212 |  |  | 0:35 | 12212 | ZR12212 |  |  | 0:35 | 12212 | ZR12212 | 2011-07-27 | #REF! | #REF! | 2011-07-27 | #REF! | #REF! | 2011-07-27 | #REF! | #REF! | 2011-07-27 | #REF! | #REF!
|  | 0:36 | 12213 | ZR12213 |  |  | 0:36 | 12213 | ZR12213 |  |  | 0:36 | 12213 | ZR12213 |  |  | 0:36 | 12213 | ZR12213 | 2011-07-28 | #REF! | #REF! | 2011-07-28 | #REF! | #REF! | 2011-07-28 | #REF! | #REF! | 2011-07-28 | #REF! | #REF!
|  | 0:36 | 12214 | ZR12214 |  |  | 0:36 | 12214 | ZR12214 |  |  | 0:36 | 12214 | ZR12214 |  |  | 0:36 | 12214 | ZR12214 | 2011-07-29 | #REF! | #REF! | 2011-07-29 | #REF! | #REF! | 2011-07-29 | #REF! | #REF! | 2011-07-29 | #REF! | #REF!
|  | 0:36 | 12215 | ZR12215 |  |  | 0:36 | 12215 | ZR12215 |  |  | 0:36 | 12215 | ZR12215 |  |  | 0:36 | 12215 | ZR12215 | 2011-07-30 | #REF! | #REF! | 2011-07-30 | #REF! | #REF! | 2011-07-30 | #REF! | #REF! | 2011-07-30 | #REF! | #REF!
|  | 0:36 | 12216 | ZR12216 |  |  | 0:36 | 12216 | ZR12216 |  |  | 0:36 | 12216 | ZR12216 |  |  | 0:36 | 12216 | ZR12216 | 2011-07-31 | #REF! | #REF! | 2011-07-31 | #REF! | #REF! | 2011-07-31 | #REF! | #REF! | 2011-07-31 | #REF! | #REF!
|  | 0:36 | 12217 | ZR12217 |  |  | 0:36 | 12217 | ZR12217 |  |  | 0:36 | 12217 | ZR12217 |  |  | 0:36 | 12217 | ZR12217 | 2011-08-01 | #REF! | #REF! | 2011-08-01 | #REF! | #REF! | 2011-08-01 | #REF! | #REF! | 2011-08-01 | #REF! | #REF!
|  | 0:36 | 12218 | ZR12218 |  |  | 0:36 | 12218 | ZR12218 |  |  | 0:36 | 12218 | ZR12218 |  |  | 0:36 | 12218 | ZR12218 | 2011-08-02 | #REF! | #REF! | 2011-08-02 | #REF! | #REF! | 2011-08-02 | #REF! | #REF! | 2011-08-02 | #REF! | #REF!
|  | 0:36 | 12219 | ZR12219 |  |  | 0:36 | 12219 | ZR12219 |  |  | 0:36 | 12219 | ZR12219 |  |  | 0:36 | 12219 | ZR12219 | 2011-08-03 | #REF! | #REF! | 2011-08-03 | #REF! | #REF! | 2011-08-03 | #REF! | #REF! | 2011-08-03 | #REF! | #REF!
|  | 0:37 | 12220 | ZR12220 |  |  | 0:37 | 12220 | ZR12220 |  |  | 0:37 | 12220 | ZR12220 |  |  | 0:37 | 12220 | ZR12220 | 2011-08-04 | #REF! | #REF! | 2011-08-04 | #REF! | #REF! | 2011-08-04 | #REF! | #REF! | 2011-08-04 | #REF! | #REF!
|  | 0:37 | 12221 | ZR12221 |  |  | 0:37 | 12221 | ZR12221 |  |  | 0:37 | 12221 | ZR12221 |  |  | 0:37 | 12221 | ZR12221 | 2011-08-05 | #REF! | #REF! | 2011-08-05 | #REF! | #REF! | 2011-08-05 | #REF! | #REF! | 2011-08-05 | #REF! | #REF!
|  | 0:37 | 12222 | ZR12222 |  |  | 0:37 | 12222 | ZR12222 |  |  | 0:37 | 12222 | ZR12222 |  |  | 0:37 | 12222 | ZR12222 | 2011-08-06 | #REF! | #REF! | 2011-08-06 | #REF! | #REF! | 2011-08-06 | #REF! | #REF! | 2011-08-06 | #REF! | #REF!
|  | 0:37 | 12223 | ZR12223 |  |  | 0:37 | 12223 | ZR12223 |  |  | 0:37 | 12223 | ZR12223 |  |  | 0:37 | 12223 | ZR12223 | 2011-08-07 | #REF! | #REF! | 2011-08-07 | #REF! | #REF! | 2011-08-07 | #REF! | #REF! | 2011-08-07 | #REF! | #REF!
|  | 0:37 | 12224 | ZR12224 |  |  | 0:37 | 12224 | ZR12224 |  |  | 0:37 | 12224 | ZR12224 |  |  | 0:37 | 12224 | ZR12224 | 2011-08-08 | #REF! | #REF! | 2011-08-08 | #REF! | #REF! | 2011-08-08 | #REF! | #REF! | 2011-08-08 | #REF! | #REF!
|  | 0:38 | 12225 | ZR12225 |  |  | 0:38 | 12225 | ZR12225 |  |  | 0:38 | 12225 | ZR12225 |  |  | 0:38 | 12225 | ZR12225 | 2011-08-09 | #REF! | #REF! | 2011-08-09 | #REF! | #REF! | 2011-08-09 | #REF! | #REF! | 2011-08-09 | #REF! | #REF!
|  | 0:38 | 12226 | ZR12226 |  |  | 0:38 | 12226 | ZR12226 |  |  | 0:38 | 12226 | ZR12226 |  |  | 0:38 | 12226 | ZR12226 | 2011-08-10 | #REF! | #REF! | 2011-08-10 | #REF! | #REF! | 2011-08-10 | #REF! | #REF! | 2011-08-10 | #REF! | #REF!
|  | 0:38 | 12227 | ZR12227 |  |  | 0:38 | 12227 | ZR12227 |  |  | 0:38 | 12227 | ZR12227 |  |  | 0:38 | 12227 | ZR12227 | 2011-08-11 | #REF! | #REF! | 2011-08-11 | #REF! | #REF! | 2011-08-11 | #REF! | #REF! | 2011-08-11 | #REF! | #REF!
|  | 0:38 | 12228 | ZR12228 |  |  | 0:38 | 12228 | ZR12228 |  |  | 0:38 | 12228 | ZR12228 |  |  | 0:38 | 12228 | ZR12228 | 2011-08-12 | #REF! | #REF! | 2011-08-12 | #REF! | #REF! | 2011-08-12 | #REF! | #REF! | 2011-08-12 | #REF! | #REF!
|  | 0:38 | 12229 | ZR12229 |  |  | 0:38 | 12229 | ZR12229 |  |  | 0:38 | 12229 | ZR12229 |  |  | 0:38 | 12229 | ZR12229 | 2011-08-13 | #REF! | #REF! | 2011-08-13 | #REF! | #REF! | 2011-08-13 | #REF! | #REF! | 2011-08-13 | #REF! | #REF!
|  | 0:38 | 12230 | ZR12230 |  |  | 0:38 | 12230 | ZR12230 |  |  | 0:38 | 12230 | ZR12230 |  |  | 0:38 | 12230 | ZR12230 | 2011-08-14 | #REF! | #REF! | 2011-08-14 | #REF! | #REF! | 2011-08-14 | #REF! | #REF! | 2011-08-14 | #REF! | #REF!
|  | 0:38 | 12231 | ZR12231 |  |  | 0:38 | 12231 | ZR12231 |  |  | 0:38 | 12231 | ZR12231 |  |  | 0:38 | 12231 | ZR12231 | 2011-08-15 | #REF! | #REF! | 2011-08-15 | #REF! | #REF! | 2011-08-15 | #REF! | #REF! | 2011-08-15 | #REF! | #REF!
|  | 0:39 | 12232 | ZR12232 |  |  | 0:39 | 12232 | ZR12232 |  |  | 0:39 | 12232 | ZR12232 |  |  | 0:39 | 12232 | ZR12232 | 2011-08-16 | #REF! | #REF! | 2011-08-16 | #REF! | #REF! | 2011-08-16 | #REF! | #REF! | 2011-08-16 | #REF! | #REF!
|  | 0:39 | 12233 | ZR12233 |  |  | 0:39 | 12233 | ZR12233 |  |  | 0:39 | 12233 | ZR12233 |  |  | 0:39 | 12233 | ZR12233 | 2011-08-17 | #REF! | #REF! | 2011-08-17 | #REF! | #REF! | 2011-08-17 | #REF! | #REF! | 2011-08-17 | #REF! | #REF!
|  | 0:39 | 12234 | ZR12234 |  |  | 0:39 | 12234 | ZR12234 |  |  | 0:39 | 12234 | ZR12234 |  |  | 0:39 | 12234 | ZR12234 | 2011-08-18 | #REF! | #REF! | 2011-08-18 | #REF! | #REF! | 2011-08-18 | #REF! | #REF! | 2011-08-18 | #REF! | #REF!
|  | 0:39 | 12235 | ZR12235 |  |  | 0:39 | 12235 | ZR12235 |  |  | 0:39 | 12235 | ZR12235 |  |  | 0:39 | 12235 | ZR12235 | 2011-08-19 | #REF! | #REF! | 2011-08-19 | #REF! | #REF! | 2011-08-19 | #REF! | #REF! | 2011-08-19 | #REF! | #REF!
|  | 0:39 | 12236 | ZR12236 |  |  | 0:39 | 12236 | ZR12236 |  |  | 0:39 | 12236 | ZR12236 |  |  | 0:39 | 12236 | ZR12236 | 2011-08-20 | #REF! | #REF! | 2011-08-20 | #REF! | #REF! | 2011-08-20 | #REF! | #REF! | 2011-08-20 | #REF! | #REF!
|  | 0:40 | 12237 | ZR12237 |  |  | 0:40 | 12237 | ZR12237 |  |  | 0:40 | 12237 | ZR12237 |  |  | 0:40 | 12237 | ZR12237 | 2011-08-21 | #REF! | #REF! | 2011-08-21 | #REF! | #REF! | 2011-08-21 | #REF! | #REF! | 2011-08-21 | #REF! | #REF!
|  | 0:40 | 12238 | ZR12238 |  |  | 0:40 | 12238 | ZR12238 |  |  | 0:40 | 12238 | ZR12238 |  |  | 0:40 | 12238 | ZR12238 | 2011-08-22 | #REF! | #REF! | 2011-08-22 | #REF! | #REF! | 2011-08-22 | #REF! | #REF! | 2011-08-22 | #REF! | #REF!
|  | 0:40 | 12239 | ZR12239 |  |  | 0:40 | 12239 | ZR12239 |  |  | 0:40 | 12239 | ZR12239 |  |  | 0:40 | 12239 | ZR12239 | 2011-08-23 | #REF! | #REF! | 2011-08-23 | #REF! | #REF! | 2011-08-23 | #REF! | #REF! | 2011-08-23 | #REF! | #REF!
|  | 0:40 | 12240 | ZR12240 |  |  | 0:40 | 12240 | ZR12240 |  |  | 0:40 | 12240 | ZR12240 |  |  | 0:40 | 12240 | ZR12240 | 2011-08-24 | #REF! | #REF! | 2011-08-24 | #REF! | #REF! | 2011-08-24 | #REF! | #REF! | 2011-08-24 | #REF! | #REF!
|  | 0:40 | 12241 | ZR12241 |  |  | 0:40 | 12241 | ZR12241 |  |  | 0:40 | 12241 | ZR12241 |  |  | 0:40 | 12241 | ZR12241 | 2011-08-25 | #REF! | #REF! | 2011-08-25 | #REF! | #REF! | 2011-08-25 | #REF! | #REF! | 2011-08-25 | #REF! | #REF!
|  | 0:40 | 12242 | ZR12242 |  |  | 0:40 | 12242 | ZR12242 |  |  | 0:40 | 12242 | ZR12242 |  |  | 0:40 | 12242 | ZR12242 | 2011-08-26 | #REF! | #REF! | 2011-08-26 | #REF! | #REF! | 2011-08-26 | #REF! | #REF! | 2011-08-26 | #REF! | #REF!
|  | 0:40 | 12243 | ZR12243 |  |  | 0:40 | 12243 | ZR12243 |  |  | 0:40 | 12243 | ZR12243 |  |  | 0:40 | 12243 | ZR12243 | 2011-08-27 | #REF! | #REF! | 2011-08-27 | #REF! | #REF! | 2011-08-27 | #REF! | #REF! | 2011-08-27 | #REF! | #REF!
|  | 0:41 | 12244 | ZR12244 |  |  | 0:41 | 12244 | ZR12244 |  |  | 0:41 | 12244 | ZR12244 |  |  | 0:41 | 12244 | ZR12244 | 2011-08-28 | #REF! | #REF! | 2011-08-28 | #REF! | #REF! | 2011-08-28 | #REF! | #REF! | 2011-08-28 | #REF! | #REF!
|  | 0:41 | 12245 | ZR12245 |  |  | 0:41 | 12245 | ZR12245 |  |  | 0:41 | 12245 | ZR12245 |  |  | 0:41 | 12245 | ZR12245 | 2011-08-29 | #REF! | #REF! | 2011-08-29 | #REF! | #REF! | 2011-08-29 | #REF! | #REF! | 2011-08-29 | #REF! | #REF!
|  | 0:41 | 12246 | ZR12246 |  |  | 0:41 | 12246 | ZR12246 |  |  | 0:41 | 12246 | ZR12246 |  |  | 0:41 | 12246 | ZR12246 | 2011-08-30 | #REF! | #REF! | 2011-08-30 | #REF! | #REF! | 2011-08-30 | #REF! | #REF! | 2011-08-30 | #REF! | #REF!
|  | 0:41 | 12247 | ZR12247 |  |  | 0:41 | 12247 | ZR12247 |  |  | 0:41 | 12247 | ZR12247 |  |  | 0:41 | 12247 | ZR12247 | 2011-08-31 | #REF! | #REF! | 2011-08-31 | #REF! | #REF! | 2011-08-31 | #REF! | #REF! | 2011-08-31 | #REF! | #REF!
|  | 0:41 | 12248 | ZR12248 |  |  | 0:41 | 12248 | ZR12248 |  |  | 0:41 | 12248 | ZR12248 |  |  | 0:41 | 12248 | ZR12248 | 2011-09-01 | #REF! | #REF! | 2011-09-01 | #REF! | #REF! | 2011-09-01 | #REF! | #REF! | 2011-09-01 | #REF! | #REF!
|  | 0:41 | 12249 | ZR12249 |  |  | 0:41 | 12249 | ZR12249 |  |  | 0:41 | 12249 | ZR12249 |  |  | 0:41 | 12249 | ZR12249 | 2011-09-02 | #REF! | #REF! | 2011-09-02 | #REF! | #REF! | 2011-09-02 | #REF! | #REF! | 2011-09-02 | #REF! | #REF!
|  | 0:42 | 12250 | ZR12250 |  |  | 0:42 | 12250 | ZR12250 |  |  | 0:42 | 12250 | ZR12250 |  |  | 0:42 | 12250 | ZR12250 | 2011-09-03 | #REF! | #REF! | 2011-09-03 | #REF! | #REF! | 2011-09-03 | #REF! | #REF! | 2011-09-03 | #REF! | #REF!
|  | 0:42 | 12251 | ZR12251 |  |  | 0:42 | 12251 | ZR12251 |  |  | 0:42 | 12251 | ZR12251 |  |  | 0:42 | 12251 | ZR12251 | 2011-09-04 | #REF! | #REF! | 2011-09-04 | #REF! | #REF! | 2011-09-04 | #REF! | #REF! | 2011-09-04 | #REF! | #REF!
|  | 0:42 | 12252 | ZR12252 |  |  | 0:42 | 12252 | ZR12252 |  |  | 0:42 | 12252 | ZR12252 |  |  | 0:42 | 12252 | ZR12252 | 2011-09-05 | #REF! | #REF! | 2011-09-05 | #REF! | #REF! | 2011-09-05 | #REF! | #REF! | 2011-09-05 | #REF! | #REF!
|  | 0:42 | 12253 | ZR12253 |  |  | 0:42 | 12253 | ZR12253 |  |  | 0:42 | 12253 | ZR12253 |  |  | 0:42 | 12253 | ZR12253 | 2011-09-06 | #REF! | #REF! | 2011-09-06 | #REF! | #REF! | 2011-09-06 | #REF! | #REF! | 2011-09-06 | #REF! | #REF!
|  | 0:42 | 12254 | ZR12254 |  |  | 0:42 | 12254 | ZR12254 |  |  | 0:42 | 12254 | ZR12254 |  |  | 0:42 | 12254 | ZR12254 | 2011-09-07 | #REF! | #REF! | 2011-09-07 | #REF! | #REF! | 2011-09-07 | #REF! | #REF! | 2011-09-07 | #REF! | #REF!
|  | 0:43 | 12255 | ZR12255 |  |  | 0:43 | 12255 | ZR12255 |  |  | 0:43 | 12255 | ZR12255 |  |  | 0:43 | 12255 | ZR12255 | 2011-09-08 | #REF! | #REF! | 2011-09-08 | #REF! | #REF! | 2011-09-08 | #REF! | #REF! | 2011-09-08 | #REF! | #REF!
|  | 0:43 | 12256 | ZR12256 |  |  | 0:43 | 12256 | ZR12256 |  |  | 0:43 | 12256 | ZR12256 |  |  | 0:43 | 12256 | ZR12256 | 2011-09-09 | #REF! | #REF! | 2011-09-09 | #REF! | #REF! | 2011-09-09 | #REF! | #REF! | 2011-09-09 | #REF! | #REF!
|  | 0:43 | 12257 | ZR12257 |  |  | 0:43 | 12257 | ZR12257 |  |  | 0:43 | 12257 | ZR12257 |  |  | 0:43 | 12257 | ZR12257 | 2011-09-10 | #REF! | #REF! | 2011-09-10 | #REF! | #REF! | 2011-09-10 | #REF! | #REF! | 2011-09-10 | #REF! | #REF!
|  | 0:43 | 12258 | ZR12258 |  |  | 0:43 | 12258 | ZR12258 |  |  | 0:43 | 12258 | ZR12258 |  |  | 0:43 | 12258 | ZR12258 | 2011-09-11 | #REF! | #REF! | 2011-09-11 | #REF! | #REF! | 2011-09-11 | #REF! | #REF! | 2011-09-11 | #REF! | #REF!
|  | 0:43 | 12259 | ZR12259 |  |  | 0:43 | 12259 | ZR12259 |  |  | 0:43 | 12259 | ZR12259 |  |  | 0:43 | 12259 | ZR12259 | 2011-09-12 | #REF! | #REF! | 2011-09-12 | #REF! | #REF! | 2011-09-12 | #REF! | #REF! | 2011-09-12 | #REF! | #REF!
|  | 0:43 | 12260 | ZR12260 |  |  | 0:43 | 12260 | ZR12260 |  |  | 0:43 | 12260 | ZR12260 |  |  | 0:43 | 12260 | ZR12260 | 2011-09-13 | #REF! | #REF! | 2011-09-13 | #REF! | #REF! | 2011-09-13 | #REF! | #REF! | 2011-09-13 | #REF! | #REF!
|  | 0:43 | 12261 | ZR12261 |  |  | 0:43 | 12261 | ZR12261 |  |  | 0:43 | 12261 | ZR12261 |  |  | 0:43 | 12261 | ZR12261 | 2011-09-14 | #REF! | #REF! | 2011-09-14 | #REF! | #REF! | 2011-09-14 | #REF! | #REF! | 2011-09-14 | #REF! | #REF!
|  | 0:44 | 12262 | ZR12262 |  |  | 0:44 | 12262 | ZR12262 |  |  | 0:44 | 12262 | ZR12262 |  |  | 0:44 | 12262 | ZR12262 | 2011-09-15 | #REF! | #REF! | 2011-09-15 | #REF! | #REF! | 2011-09-15 | #REF! | #REF! | 2011-09-15 | #REF! | #REF!
|  | 0:44 | 12263 | ZR12263 |  |  | 0:44 | 12263 | ZR12263 |  |  | 0:44 | 12263 | ZR12263 |  |  | 0:44 | 12263 | ZR12263 | 2011-09-16 | #REF! | #REF! | 2011-09-16 | #REF! | #REF! | 2011-09-16 | #REF! | #REF! | 2011-09-16 | #REF! | #REF!
|  | 0:44 | 12264 | ZR12264 |  |  | 0:44 | 12264 | ZR12264 |  |  | 0:44 | 12264 | ZR12264 |  |  | 0:44 | 12264 | ZR12264 | 2011-09-17 | #REF! | #REF! | 2011-09-17 | #REF! | #REF! | 2011-09-17 | #REF! | #REF! | 2011-09-17 | #REF! | #REF!
|  | 0:44 | 12265 | ZR12265 |  |  | 0:44 | 12265 | ZR12265 |  |  | 0:44 | 12265 | ZR12265 |  |  | 0:44 | 12265 | ZR12265 | 2011-09-18 | #REF! | #REF! | 2011-09-18 | #REF! | #REF! | 2011-09-18 | #REF! | #REF! | 2011-09-18 | #REF! | #REF!
|  | 0:44 | 12266 | ZR12266 |  |  | 0:44 | 12266 | ZR12266 |  |  | 0:44 | 12266 | ZR12266 |  |  | 0:44 | 12266 | ZR12266 | 2011-09-19 | #REF! | #REF! | 2011-09-19 | #REF! | #REF! | 2011-09-19 | #REF! | #REF! | 2011-09-19 | #REF! | #REF!
|  | 0:45 | 12267 | ZR12267 |  |  | 0:45 | 12267 | ZR12267 |  |  | 0:45 | 12267 | ZR12267 |  |  | 0:45 | 12267 | ZR12267 | 2011-09-20 | #REF! | #REF! | 2011-09-20 | #REF! | #REF! | 2011-09-20 | #REF! | #REF! | 2011-09-20 | #REF! | #REF!
|  | 0:45 | 12268 | ZR12268 |  |  | 0:45 | 12268 | ZR12268 |  |  | 0:45 | 12268 | ZR12268 |  |  | 0:45 | 12268 | ZR12268 | 2011-09-21 | #REF! | #REF! | 2011-09-21 | #REF! | #REF! | 2011-09-21 | #REF! | #REF! | 2011-09-21 | #REF! | #REF!
|  | 0:45 | 12269 | ZR12269 |  |  | 0:45 | 12269 | ZR12269 |  |  | 0:45 | 12269 | ZR12269 |  |  | 0:45 | 12269 | ZR12269 | 2011-09-22 | #REF! | #REF! | 2011-09-22 | #REF! | #REF! | 2011-09-22 | #REF! | #REF! | 2011-09-22 | #REF! | #REF!
|  | 0:45 | 12270 | ZR12270 |  |  | 0:45 | 12270 | ZR12270 |  |  | 0:45 | 12270 | ZR12270 |  |  | 0:45 | 12270 | ZR12270 | 2011-09-23 | #REF! | #REF! | 2011-09-23 | #REF! | #REF! | 2011-09-23 | #REF! | #REF! | 2011-09-23 | #REF! | #REF!
|  | 0:45 | 12271 | ZR12271 |  |  | 0:45 | 12271 | ZR12271 |  |  | 0:45 | 12271 | ZR12271 |  |  | 0:45 | 12271 | ZR12271 | 2011-09-24 | #REF! | #REF! | 2011-09-24 | #REF! | #REF! | 2011-09-24 | #REF! | #REF! | 2011-09-24 | #REF! | #REF!
|  | 0:45 | 12272 | ZR12272 |  |  | 0:45 | 12272 | ZR12272 |  |  | 0:45 | 12272 | ZR12272 |  |  | 0:45 | 12272 | ZR12272 | 2011-09-25 | #REF! | #REF! | 2011-09-25 | #REF! | #REF! | 2011-09-25 | #REF! | #REF! | 2011-09-25 | #REF! | #REF!
|  | 0:45 | 12273 | ZR12273 |  |  | 0:45 | 12273 | ZR12273 |  |  | 0:45 | 12273 | ZR12273 |  |  | 0:45 | 12273 | ZR12273 | 2011-09-26 | #REF! | #REF! | 2011-09-26 | #REF! | #REF! | 2011-09-26 | #REF! | #REF! | 2011-09-26 | #REF! | #REF!
|  | 0:46 | 12274 | ZR12274 |  |  | 0:46 | 12274 | ZR12274 |  |  | 0:46 | 12274 | ZR12274 |  |  | 0:46 | 12274 | ZR12274 | 2011-09-27 | #REF! | #REF! | 2011-09-27 | #REF! | #REF! | 2011-09-27 | #REF! | #REF! | 2011-09-27 | #REF! | #REF!
|  | 0:46 | 12275 | ZR12275 |  |  | 0:46 | 12275 | ZR12275 |  |  | 0:46 | 12275 | ZR12275 |  |  | 0:46 | 12275 | ZR12275 | 2011-09-28 | #REF! | #REF! | 2011-09-28 | #REF! | #REF! | 2011-09-28 | #REF! | #REF! | 2011-09-28 | #REF! | #REF!
|  | 0:46 | 12276 | ZR12276 |  |  | 0:46 | 12276 | ZR12276 |  |  | 0:46 | 12276 | ZR12276 |  |  | 0:46 | 12276 | ZR12276 | 2011-09-29 | #REF! | #REF! | 2011-09-29 | #REF! | #REF! | 2011-09-29 | #REF! | #REF! | 2011-09-29 | #REF! | #REF!
|  | 0:46 | 12277 | ZR12277 |  |  | 0:46 | 12277 | ZR12277 |  |  | 0:46 | 12277 | ZR12277 |  |  | 0:46 | 12277 | ZR12277 | 2011-09-30 | #REF! | #REF! | 2011-09-30 | #REF! | #REF! | 2011-09-30 | #REF! | #REF! | 2011-09-30 | #REF! | #REF!
|  | 0:46 | 12278 | ZR12278 |  |  | 0:46 | 12278 | ZR12278 |  |  | 0:46 | 12278 | ZR12278 |  |  | 0:46 | 12278 | ZR12278 |  | #REF! | #REF! |  | #REF! | #REF! |  | #REF! | #REF! |  | #REF! | #REF!
|  | 0:47 | 12279 | ZR12279 |  |  | 0:47 | 12279 | ZR12279 |  |  | 0:47 | 12279 | ZR12279 |  |  | 0:47 | 12279 | ZR12279 | 2011-10-01 | #REF! | #REF! | 2011-10-01 | #REF! | #REF! | 2011-10-01 | #REF! | #REF! | 2011-10-01 | #REF! | #REF!
|  | 0:47 | 12280 | ZR12280 |  |  | 0:47 | 12280 | ZR12280 |  |  | 0:47 | 12280 | ZR12280 |  |  | 0:47 | 12280 | ZR12280 | 2011-10-02 | #REF! | #REF! | 2011-10-02 | #REF! | #REF! | 2011-10-02 | #REF! | #REF! | 2011-10-02 | #REF! | #REF!
|  | 0:47 | 12281 | ZR12281 |  |  | 0:47 | 12281 | ZR12281 |  |  | 0:47 | 12281 | ZR12281 |  |  | 0:47 | 12281 | ZR12281 | 2011-10-03 | #REF! | #REF! | 2011-10-03 | #REF! | #REF! | 2011-10-03 | #REF! | #REF! | 2011-10-03 | #REF! | #REF!
|  | 0:47 | 12282 | ZR12282 |  |  | 0:47 | 12282 | ZR12282 |  |  | 0:47 | 12282 | ZR12282 |  |  | 0:47 | 12282 | ZR12282 | 2011-10-04 | #REF! | #REF! | 2011-10-04 | #REF! | #REF! | 2011-10-04 | #REF! | #REF! | 2011-10-04 | #REF! | #REF!
|  | 0:47 | 12283 | ZR12283 |  |  | 0:47 | 12283 | ZR12283 |  |  | 0:47 | 12283 | ZR12283 |  |  | 0:47 | 12283 | ZR12283 | 2011-10-05 | #REF! | #REF! | 2011-10-05 | #REF! | #REF! | 2011-10-05 | #REF! | #REF! | 2011-10-05 | #REF! | #REF!
|  | 0:47 | 12284 | ZR12284 |  |  | 0:47 | 12284 | ZR12284 |  |  | 0:47 | 12284 | ZR12284 |  |  | 0:47 | 12284 | ZR12284 | 2011-10-06 | #REF! | #REF! | 2011-10-06 | #REF! | #REF! | 2011-10-06 | #REF! | #REF! | 2011-10-06 | #REF! | #REF!
|  | 0:47 | 12285 | ZR12285 |  |  | 0:47 | 12285 | ZR12285 |  |  | 0:47 | 12285 | ZR12285 |  |  | 0:47 | 12285 | ZR12285 | 2011-10-07 | #REF! | #REF! | 2011-10-07 | #REF! | #REF! | 2011-10-07 | #REF! | #REF! | 2011-10-07 | #REF! | #REF!
|  | 0:48 | 12286 | ZR12286 |  |  | 0:48 | 12286 | ZR12286 |  |  | 0:48 | 12286 | ZR12286 |  |  | 0:48 | 12286 | ZR12286 | 2011-10-08 | #REF! | #REF! | 2011-10-08 | #REF! | #REF! | 2011-10-08 | #REF! | #REF! | 2011-10-08 | #REF! | #REF!
|  | 0:48 | 12287 | ZR12287 |  |  | 0:48 | 12287 | ZR12287 |  |  | 0:48 | 12287 | ZR12287 |  |  | 0:48 | 12287 | ZR12287 | 2011-10-09 | #REF! | #REF! | 2011-10-09 | #REF! | #REF! | 2011-10-09 | #REF! | #REF! | 2011-10-09 | #REF! | #REF!
|  | 0:48 | 12288 | ZR12288 |  |  | 0:48 | 12288 | ZR12288 |  |  | 0:48 | 12288 | ZR12288 |  |  | 0:48 | 12288 | ZR12288 | 2011-10-10 | #REF! | #REF! | 2011-10-10 | #REF! | #REF! | 2011-10-10 | #REF! | #REF! | 2011-10-10 | #REF! | #REF!
|  | 0:48 | 12289 | ZR12289 |  |  | 0:48 | 12289 | ZR12289 |  |  | 0:48 | 12289 | ZR12289 |  |  | 0:48 | 12289 | ZR12289 | 2011-10-11 | #REF! | #REF! | 2011-10-11 | #REF! | #REF! | 2011-10-11 | #REF! | #REF! | 2011-10-11 | #REF! | #REF!
|  | 0:48 | 12290 | ZR12290 |  |  | 0:48 | 12290 | ZR12290 |  |  | 0:48 | 12290 | ZR12290 |  |  | 0:48 | 12290 | ZR12290 | 2011-10-12 | #REF! | #REF! | 2011-10-12 | #REF! | #REF! | 2011-10-12 | #REF! | #REF! | 2011-10-12 | #REF! | #REF!
|  | 0:49 | 12291 | ZR12291 |  |  | 0:49 | 12291 | ZR12291 |  |  | 0:49 | 12291 | ZR12291 |  |  | 0:49 | 12291 | ZR12291 | 2011-10-13 | #REF! | #REF! | 2011-10-13 | #REF! | #REF! | 2011-10-13 | #REF! | #REF! | 2011-10-13 | #REF! | #REF!
|  | 0:49 | 12292 | ZR12292 |  |  | 0:49 | 12292 | ZR12292 |  |  | 0:49 | 12292 | ZR12292 |  |  | 0:49 | 12292 | ZR12292 | 2011-10-14 | #REF! | #REF! | 2011-10-14 | #REF! | #REF! | 2011-10-14 | #REF! | #REF! | 2011-10-14 | #REF! | #REF!
|  | 0:49 | 12293 | ZR12293 |  |  | 0:49 | 12293 | ZR12293 |  |  | 0:49 | 12293 | ZR12293 |  |  | 0:49 | 12293 | ZR12293 | 2011-10-15 | #REF! | #REF! | 2011-10-15 | #REF! | #REF! | 2011-10-15 | #REF! | #REF! | 2011-10-15 | #REF! | #REF!
|  | 0:49 | 12294 | ZR12294 |  |  | 0:49 | 12294 | ZR12294 |  |  | 0:49 | 12294 | ZR12294 |  |  | 0:49 | 12294 | ZR12294 | 2011-10-16 | #REF! | #REF! | 2011-10-16 | #REF! | #REF! | 2011-10-16 | #REF! | #REF! | 2011-10-16 | #REF! | #REF!
|  | 0:49 | 12295 | ZR12295 |  |  | 0:49 | 12295 | ZR12295 |  |  | 0:49 | 12295 | ZR12295 |  |  | 0:49 | 12295 | ZR12295 | 2011-10-17 | #REF! | #REF! | 2011-10-17 | #REF! | #REF! | 2011-10-17 | #REF! | #REF! | 2011-10-17 | #REF! | #REF!
|  | 0:49 | 12296 | ZR12296 |  |  | 0:49 | 12296 | ZR12296 |  |  | 0:49 | 12296 | ZR12296 |  |  | 0:49 | 12296 | ZR12296 | 2011-10-18 | #REF! | #REF! | 2011-10-18 | #REF! | #REF! | 2011-10-18 | #REF! | #REF! | 2011-10-18 | #REF! | #REF!
|  | 0:50 | 12297 | ZR12297 |  |  | 0:50 | 12297 | ZR12297 |  |  | 0:50 | 12297 | ZR12297 |  |  | 0:50 | 12297 | ZR12297 | 2011-10-19 | #REF! | #REF! | 2011-10-19 | #REF! | #REF! | 2011-10-19 | #REF! | #REF! | 2011-10-19 | #REF! | #REF!
|  | 0:50 | 12298 | ZR12298 |  |  | 0:50 | 12298 | ZR12298 |  |  | 0:50 | 12298 | ZR12298 |  |  | 0:50 | 12298 | ZR12298 | 2011-10-20 | #REF! | #REF! | 2011-10-20 | #REF! | #REF! | 2011-10-20 | #REF! | #REF! | 2011-10-20 | #REF! | #REF!
|  | 0:50 | 12299 | ZR12299 |  |  | 0:50 | 12299 | ZR12299 |  |  | 0:50 | 12299 | ZR12299 |  |  | 0:50 | 12299 | ZR12299 | 2011-10-21 | #REF! | #REF! | 2011-10-21 | #REF! | #REF! | 2011-10-21 | #REF! | #REF! | 2011-10-21 | #REF! | #REF!
|  | 0:50 | 12300 | ZR12300 |  |  | 0:50 | 12300 | ZR12300 |  |  | 0:50 | 12300 | ZR12300 |  |  | 0:50 | 12300 | ZR12300 | 2011-10-22 | #REF! | #REF! | 2011-10-22 | #REF! | #REF! | 2011-10-22 | #REF! | #REF! | 2011-10-22 | #REF! | #REF!
|  | 0:50 | 12301 | ZR12301 |  |  | 0:50 | 12301 | ZR12301 |  |  | 0:50 | 12301 | ZR12301 |  |  | 0:50 | 12301 | ZR12301 | 2011-10-23 | #REF! | #REF! | 2011-10-23 | #REF! | #REF! | 2011-10-23 | #REF! | #REF! | 2011-10-23 | #REF! | #REF!
|  | 0:50 | 12302 | ZR12302 |  |  | 0:50 | 12302 | ZR12302 |  |  | 0:50 | 12302 | ZR12302 |  |  | 0:50 | 12302 | ZR12302 | 2011-10-24 | #REF! | #REF! | 2011-10-24 | #REF! | #REF! | 2011-10-24 | #REF! | #REF! | 2011-10-24 | #REF! | #REF!
|  | 0:50 | 12303 | ZR12303 |  |  | 0:50 | 12303 | ZR12303 |  |  | 0:50 | 12303 | ZR12303 |  |  | 0:50 | 12303 | ZR12303 | 2011-10-25 | #REF! | #REF! | 2011-10-25 | #REF! | #REF! | 2011-10-25 | #REF! | #REF! | 2011-10-25 | #REF! | #REF!
|  | 0:51 | 12304 | ZR12304 |  |  | 0:51 | 12304 | ZR12304 |  |  | 0:51 | 12304 | ZR12304 |  |  | 0:51 | 12304 | ZR12304 | 2011-10-26 | #REF! | #REF! | 2011-10-26 | #REF! | #REF! | 2011-10-26 | #REF! | #REF! | 2011-10-26 | #REF! | #REF!
|  | 0:51 | 12305 | ZR12305 |  |  | 0:51 | 12305 | ZR12305 |  |  | 0:51 | 12305 | ZR12305 |  |  | 0:51 | 12305 | ZR12305 | 2011-10-27 | #REF! | #REF! | 2011-10-27 | #REF! | #REF! | 2011-10-27 | #REF! | #REF! | 2011-10-27 | #REF! | #REF!
|  | 0:51 | 12306 | ZR12306 |  |  | 0:51 | 12306 | ZR12306 |  |  | 0:51 | 12306 | ZR12306 |  |  | 0:51 | 12306 | ZR12306 | 2011-10-28 | #REF! | #REF! | 2011-10-28 | #REF! | #REF! | 2011-10-28 | #REF! | #REF! | 2011-10-28 | #REF! | #REF!
|  | 0:51 | 12307 | ZR12307 |  |  | 0:51 | 12307 | ZR12307 |  |  | 0:51 | 12307 | ZR12307 |  |  | 0:51 | 12307 | ZR12307 | 2011-10-29 | #REF! | #REF! | 2011-10-29 | #REF! | #REF! | 2011-10-29 | #REF! | #REF! | 2011-10-29 | #REF! | #REF!
|  | 0:51 | 12308 | ZR12308 |  |  | 0:51 | 12308 | ZR12308 |  |  | 0:51 | 12308 | ZR12308 |  |  | 0:51 | 12308 | ZR12308 | 2011-10-30 | #REF! | #REF! | 2011-10-30 | #REF! | #REF! | 2011-10-30 | #REF! | #REF! | 2011-10-30 | #REF! | #REF!
|  | 0:52 | 12309 | ZR12309 |  |  | 0:52 | 12309 | ZR12309 |  |  | 0:52 | 12309 | ZR12309 |  |  | 0:52 | 12309 | ZR12309 | 2011-10-31 | #REF! | #REF! | 2011-10-31 | #REF! | #REF! | 2011-10-31 | #REF! | #REF! | 2011-10-31 | #REF! | #REF!
|  | 0:52 | 12310 | ZR12310 |  |  | 0:52 | 12310 | ZR12310 |  |  | 0:52 | 12310 | ZR12310 |  |  | 0:52 | 12310 | ZR12310 | 2011-11-01 | #REF! | #REF! | 2011-11-01 | #REF! | #REF! | 2011-11-01 | #REF! | #REF! | 2011-11-01 | #REF! | #REF!
|  | 0:52 | 12311 | ZR12311 |  |  | 0:52 | 12311 | ZR12311 |  |  | 0:52 | 12311 | ZR12311 |  |  | 0:52 | 12311 | ZR12311 | 2011-11-02 | #REF! | #REF! | 2011-11-02 | #REF! | #REF! | 2011-11-02 | #REF! | #REF! | 2011-11-02 | #REF! | #REF!
|  | 0:52 | 12312 | ZR12312 |  |  | 0:52 | 12312 | ZR12312 |  |  | 0:52 | 12312 | ZR12312 |  |  | 0:52 | 12312 | ZR12312 | 2011-11-03 | #REF! | #REF! | 2011-11-03 | #REF! | #REF! | 2011-11-03 | #REF! | #REF! | 2011-11-03 | #REF! | #REF!
|  | 0:52 | 12313 | ZR12313 |  |  | 0:52 | 12313 | ZR12313 |  |  | 0:52 | 12313 | ZR12313 |  |  | 0:52 | 12313 | ZR12313 | 2011-11-04 | #REF! | #REF! | 2011-11-04 | #REF! | #REF! | 2011-11-04 | #REF! | #REF! | 2011-11-04 | #REF! | #REF!
|  | 0:52 | 12314 | ZR12314 |  |  | 0:52 | 12314 | ZR12314 |  |  | 0:52 | 12314 | ZR12314 |  |  | 0:52 | 12314 | ZR12314 | 2011-11-05 | #REF! | #REF! | 2011-11-05 | #REF! | #REF! | 2011-11-05 | #REF! | #REF! | 2011-11-05 | #REF! | #REF!
|  | 0:52 | 12315 | ZR12315 |  |  | 0:52 | 12315 | ZR12315 |  |  | 0:52 | 12315 | ZR12315 |  |  | 0:52 | 12315 | ZR12315 | 2011-11-06 | #REF! | #REF! | 2011-11-06 | #REF! | #REF! | 2011-11-06 | #REF! | #REF! | 2011-11-06 | #REF! | #REF!
|  | 0:53 | 12316 | ZR12316 |  |  | 0:53 | 12316 | ZR12316 |  |  | 0:53 | 12316 | ZR12316 |  |  | 0:53 | 12316 | ZR12316 | 2011-11-07 | #REF! | #REF! | 2011-11-07 | #REF! | #REF! | 2011-11-07 | #REF! | #REF! | 2011-11-07 | #REF! | #REF!
|  | 0:53 | 12317 | ZR12317 |  |  | 0:53 | 12317 | ZR12317 |  |  | 0:53 | 12317 | ZR12317 |  |  | 0:53 | 12317 | ZR12317 | 2011-11-08 | #REF! | #REF! | 2011-11-08 | #REF! | #REF! | 2011-11-08 | #REF! | #REF! | 2011-11-08 | #REF! | #REF!
|  | 0:53 | 12318 | ZR12318 |  |  | 0:53 | 12318 | ZR12318 |  |  | 0:53 | 12318 | ZR12318 |  |  | 0:53 | 12318 | ZR12318 | 2011-11-09 | #REF! | #REF! | 2011-11-09 | #REF! | #REF! | 2011-11-09 | #REF! | #REF! | 2011-11-09 | #REF! | #REF!
|  | 0:53 | 12319 | ZR12319 |  |  | 0:53 | 12319 | ZR12319 |  |  | 0:53 | 12319 | ZR12319 |  |  | 0:53 | 12319 | ZR12319 | 2011-11-10 | #REF! | #REF! | 2011-11-10 | #REF! | #REF! | 2011-11-10 | #REF! | #REF! | 2011-11-10 | #REF! | #REF!
|  | 0:53 | 12320 | ZR12320 |  |  | 0:53 | 12320 | ZR12320 |  |  | 0:53 | 12320 | ZR12320 |  |  | 0:53 | 12320 | ZR12320 | 2011-11-11 | #REF! | #REF! | 2011-11-11 | #REF! | #REF! | 2011-11-11 | #REF! | #REF! | 2011-11-11 | #REF! | #REF!
|  | 0:54 | 12321 | ZR12321 |  |  | 0:54 | 12321 | ZR12321 |  |  | 0:54 | 12321 | ZR12321 |  |  | 0:54 | 12321 | ZR12321 | 2011-11-12 | #REF! | #REF! | 2011-11-12 | #REF! | #REF! | 2011-11-12 | #REF! | #REF! | 2011-11-12 | #REF! | #REF!
|  | 0:54 | 12322 | ZR12322 |  |  | 0:54 | 12322 | ZR12322 |  |  | 0:54 | 12322 | ZR12322 |  |  | 0:54 | 12322 | ZR12322 | 2011-11-13 | #REF! | #REF! | 2011-11-13 | #REF! | #REF! | 2011-11-13 | #REF! | #REF! | 2011-11-13 | #REF! | #REF!
|  | 0:54 | 12323 | ZR12323 |  |  | 0:54 | 12323 | ZR12323 |  |  | 0:54 | 12323 | ZR12323 |  |  | 0:54 | 12323 | ZR12323 | 2011-11-14 | #REF! | #REF! | 2011-11-14 | #REF! | #REF! | 2011-11-14 | #REF! | #REF! | 2011-11-14 | #REF! | #REF!
|  | 0:54 | 12324 | ZR12324 |  |  | 0:54 | 12324 | ZR12324 |  |  | 0:54 | 12324 | ZR12324 |  |  | 0:54 | 12324 | ZR12324 | 2011-11-15 | #REF! | #REF! | 2011-11-15 | #REF! | #REF! | 2011-11-15 | #REF! | #REF! | 2011-11-15 | #REF! | #REF!
|  | 0:54 | 12325 | ZR12325 |  |  | 0:54 | 12325 | ZR12325 |  |  | 0:54 | 12325 | ZR12325 |  |  | 0:54 | 12325 | ZR12325 | 2011-11-16 | #REF! | #REF! | 2011-11-16 | #REF! | #REF! | 2011-11-16 | #REF! | #REF! | 2011-11-16 | #REF! | #REF!
|  | 0:54 | 12326 | ZR12326 |  |  | 0:54 | 12326 | ZR12326 |  |  | 0:54 | 12326 | ZR12326 |  |  | 0:54 | 12326 | ZR12326 | 2011-11-17 | #REF! | #REF! | 2011-11-17 | #REF! | #REF! | 2011-11-17 | #REF! | #REF! | 2011-11-17 | #REF! | #REF!
|  | 0:54 | 12327 | ZR12327 |  |  | 0:54 | 12327 | ZR12327 |  |  | 0:54 | 12327 | ZR12327 |  |  | 0:54 | 12327 | ZR12327 | 2011-11-18 | #REF! | #REF! | 2011-11-18 | #REF! | #REF! | 2011-11-18 | #REF! | #REF! | 2011-11-18 | #REF! | #REF!
|  | 0:55 | 12328 | ZR12328 |  |  | 0:55 | 12328 | ZR12328 |  |  | 0:55 | 12328 | ZR12328 |  |  | 0:55 | 12328 | ZR12328 | 2011-11-19 | #REF! | #REF! | 2011-11-19 | #REF! | #REF! | 2011-11-19 | #REF! | #REF! | 2011-11-19 | #REF! | #REF!
|  | 0:55 | 12329 | ZR12329 |  |  | 0:55 | 12329 | ZR12329 |  |  | 0:55 | 12329 | ZR12329 |  |  | 0:55 | 12329 | ZR12329 | 2011-11-20 | #REF! | #REF! | 2011-11-20 | #REF! | #REF! | 2011-11-20 | #REF! | #REF! | 2011-11-20 | #REF! | #REF!
|  | 0:55 | 12330 | ZR12330 |  |  | 0:55 | 12330 | ZR12330 |  |  | 0:55 | 12330 | ZR12330 |  |  | 0:55 | 12330 | ZR12330 | 2011-11-21 | #REF! | #REF! | 2011-11-21 | #REF! | #REF! | 2011-11-21 | #REF! | #REF! | 2011-11-21 | #REF! | #REF!
|  | 0:55 | 12331 | ZR12331 |  |  | 0:55 | 12331 | ZR12331 |  |  | 0:55 | 12331 | ZR12331 |  |  | 0:55 | 12331 | ZR12331 | 2011-11-22 | #REF! | #REF! | 2011-11-22 | #REF! | #REF! | 2011-11-22 | #REF! | #REF! | 2011-11-22 | #REF! | #REF!
|  | 0:55 | 12332 | ZR12332 |  |  | 0:55 | 12332 | ZR12332 |  |  | 0:55 | 12332 | ZR12332 |  |  | 0:55 | 12332 | ZR12332 | 2011-11-23 | #REF! | #REF! | 2011-11-23 | #REF! | #REF! | 2011-11-23 | #REF! | #REF! | 2011-11-23 | #REF! | #REF!
|  | 0:56 | 12333 | ZR12333 |  |  | 0:56 | 12333 | ZR12333 |  |  | 0:56 | 12333 | ZR12333 |  |  | 0:56 | 12333 | ZR12333 | 2011-11-24 | #REF! | #REF! | 2011-11-24 | #REF! | #REF! | 2011-11-24 | #REF! | #REF! | 2011-11-24 | #REF! | #REF!
|  | 0:56 | 12334 | ZR12334 |  |  | 0:56 | 12334 | ZR12334 |  |  | 0:56 | 12334 | ZR12334 |  |  | 0:56 | 12334 | ZR12334 | 2011-11-25 | #REF! | #REF! | 2011-11-25 | #REF! | #REF! | 2011-11-25 | #REF! | #REF! | 2011-11-25 | #REF! | #REF!
|  | 0:56 | 12335 | ZR12335 |  |  | 0:56 | 12335 | ZR12335 |  |  | 0:56 | 12335 | ZR12335 |  |  | 0:56 | 12335 | ZR12335 | 2011-11-26 | #REF! | #REF! | 2011-11-26 | #REF! | #REF! | 2011-11-26 | #REF! | #REF! | 2011-11-26 | #REF! | #REF!
|  | 0:56 | 12336 | ZR12336 |  |  | 0:56 | 12336 | ZR12336 |  |  | 0:56 | 12336 | ZR12336 |  |  | 0:56 | 12336 | ZR12336 | 2011-11-27 | #REF! | #REF! | 2011-11-27 | #REF! | #REF! | 2011-11-27 | #REF! | #REF! | 2011-11-27 | #REF! | #REF!
|  | 0:56 | 12337 | ZR12337 |  |  | 0:56 | 12337 | ZR12337 |  |  | 0:56 | 12337 | ZR12337 |  |  | 0:56 | 12337 | ZR12337 | 2011-11-28 | #REF! | #REF! | 2011-11-28 | #REF! | #REF! | 2011-11-28 | #REF! | #REF! | 2011-11-28 | #REF! | #REF!
|  | 0:56 | 12338 | ZR12338 |  |  | 0:56 | 12338 | ZR12338 |  |  | 0:56 | 12338 | ZR12338 |  |  | 0:56 | 12338 | ZR12338 | 2011-11-29 | #REF! | #REF! | 2011-11-29 | #REF! | #REF! | 2011-11-29 | #REF! | #REF! | 2011-11-29 | #REF! | #REF!
|  | 0:56 | 12339 | ZR12339 |  |  | 0:56 | 12339 | ZR12339 |  |  | 0:56 | 12339 | ZR12339 |  |  | 0:56 | 12339 | ZR12339 | 2011-11-30 | #REF! | #REF! | 2011-11-30 | #REF! | #REF! | 2011-11-30 | #REF! | #REF! | 2011-11-30 | #REF! | #REF!
|  | 0:57 | 12340 | ZR12340 |  |  | 0:57 | 12340 | ZR12340 |  |  | 0:57 | 12340 | ZR12340 |  |  | 0:57 | 12340 | ZR12340 |  | #REF! | #REF! |  | #REF! | #REF! |  | #REF! | #REF! |  | #REF! | #REF!
|  | 0:57 | 12341 | ZR12341 |  |  | 0:57 | 12341 | ZR12341 |  |  | 0:57 | 12341 | ZR12341 |  |  | 0:57 | 12341 | ZR12341 | 2011-12-01 | #REF! | #REF! | 2011-12-01 | #REF! | #REF! | 2011-12-01 | #REF! | #REF! | 2011-12-01 | #REF! | #REF!
|  | 0:57 | 12342 | ZR12342 |  |  | 0:57 | 12342 | ZR12342 |  |  | 0:57 | 12342 | ZR12342 |  |  | 0:57 | 12342 | ZR12342 | 2011-12-02 | #REF! | #REF! | 2011-12-02 | #REF! | #REF! | 2011-12-02 | #REF! | #REF! | 2011-12-02 | #REF! | #REF!
|  | 0:57 | 12343 | ZR12343 |  |  | 0:57 | 12343 | ZR12343 |  |  | 0:57 | 12343 | ZR12343 |  |  | 0:57 | 12343 | ZR12343 | 2011-12-03 | #REF! | #REF! | 2011-12-03 | #REF! | #REF! | 2011-12-03 | #REF! | #REF! | 2011-12-03 | #REF! | #REF!
|  | 0:57 | 12344 | ZR12344 |  |  | 0:57 | 12344 | ZR12344 |  |  | 0:57 | 12344 | ZR12344 |  |  | 0:57 | 12344 | ZR12344 | 2011-12-04 | #REF! | #REF! | 2011-12-04 | #REF! | #REF! | 2011-12-04 | #REF! | #REF! | 2011-12-04 | #REF! | #REF!
|  | 0:58 | 12345 | ZR12345 |  |  | 0:58 | 12345 | ZR12345 |  |  | 0:58 | 12345 | ZR12345 |  |  | 0:58 | 12345 | ZR12345 | 2011-12-05 | #REF! | #REF! | 2011-12-05 | #REF! | #REF! | 2011-12-05 | #REF! | #REF! | 2011-12-05 | #REF! | #REF!
|  | 0:58 | 12346 | ZR12346 |  |  | 0:58 | 12346 | ZR12346 |  |  | 0:58 | 12346 | ZR12346 |  |  | 0:58 | 12346 | ZR12346 | 2011-12-06 | #REF! | #REF! | 2011-12-06 | #REF! | #REF! | 2011-12-06 | #REF! | #REF! | 2011-12-06 | #REF! | #REF!
|  | 0:58 | 12347 | ZR12347 |  |  | 0:58 | 12347 | ZR12347 |  |  | 0:58 | 12347 | ZR12347 |  |  | 0:58 | 12347 | ZR12347 | 2011-12-07 | #REF! | #REF! | 2011-12-07 | #REF! | #REF! | 2011-12-07 | #REF! | #REF! | 2011-12-07 | #REF! | #REF!
|  | 0:58 | 12348 | ZR12348 |  |  | 0:58 | 12348 | ZR12348 |  |  | 0:58 | 12348 | ZR12348 |  |  | 0:58 | 12348 | ZR12348 | 2011-12-08 | #REF! | #REF! | 2011-12-08 | #REF! | #REF! | 2011-12-08 | #REF! | #REF! | 2011-12-08 | #REF! | #REF!
|  | 0:58 | 12349 | ZR12349 |  |  | 0:58 | 12349 | ZR12349 |  |  | 0:58 | 12349 | ZR12349 |  |  | 0:58 | 12349 | ZR12349 | 2011-12-09 | #REF! | #REF! | 2011-12-09 | #REF! | #REF! | 2011-12-09 | #REF! | #REF! | 2011-12-09 | #REF! | #REF!
|  | 0:58 | 12350 | ZR12350 |  |  | 0:58 | 12350 | ZR12350 |  |  | 0:58 | 12350 | ZR12350 |  |  | 0:58 | 12350 | ZR12350 | 2011-12-10 | #REF! | #REF! | 2011-12-10 | #REF! | #REF! | 2011-12-10 | #REF! | #REF! | 2011-12-10 | #REF! | #REF!
|  | 0:58 | 12351 | ZR12351 |  |  | 0:58 | 12351 | ZR12351 |  |  | 0:58 | 12351 | ZR12351 |  |  | 0:58 | 12351 | ZR12351 | 2011-12-11 | #REF! | #REF! | 2011-12-11 | #REF! | #REF! | 2011-12-11 | #REF! | #REF! | 2011-12-11 | #REF! | #REF!
|  | 0:59 | 12352 | ZR12352 |  |  | 0:59 | 12352 | ZR12352 |  |  | 0:59 | 12352 | ZR12352 |  |  | 0:59 | 12352 | ZR12352 | 2011-12-12 | #REF! | #REF! | 2011-12-12 | #REF! | #REF! | 2011-12-12 | #REF! | #REF! | 2011-12-12 | #REF! | #REF!
|  | 0:59 | 12353 | ZR12353 |  |  | 0:59 | 12353 | ZR12353 |  |  | 0:59 | 12353 | ZR12353 |  |  | 0:59 | 12353 | ZR12353 | 2011-12-13 | #REF! | #REF! | 2011-12-13 | #REF! | #REF! | 2011-12-13 | #REF! | #REF! | 2011-12-13 | #REF! | #REF!
|  | 0:59 | 12354 | ZR12354 |  |  | 0:59 | 12354 | ZR12354 |  |  | 0:59 | 12354 | ZR12354 |  |  | 0:59 | 12354 | ZR12354 | 2011-12-14 | #REF! | #REF! | 2011-12-14 | #REF! | #REF! | 2011-12-14 | #REF! | #REF! | 2011-12-14 | #REF! | #REF!
|  | 0:59 | 12355 | ZR12355 |  |  | 0:59 | 12355 | ZR12355 |  |  | 0:59 | 12355 | ZR12355 |  |  | 0:59 | 12355 | ZR12355 | 2011-12-15 | #REF! | #REF! | 2011-12-15 | #REF! | #REF! | 2011-12-15 | #REF! | #REF! | 2011-12-15 | #REF! | #REF!
|  | 0:59 | 12356 | ZR12356 |  |  | 0:59 | 12356 | ZR12356 |  |  | 0:59 | 12356 | ZR12356 |  |  | 0:59 | 12356 | ZR12356 | 2011-12-16 | #REF! | #REF! | 2011-12-16 | #REF! | #REF! | 2011-12-16 | #REF! | #REF! | 2011-12-16 | #REF! | #REF!
|  | 0:59 | 12357 | ZR12357 |  |  | 0:59 | 12357 | ZR12357 |  |  | 0:59 | 12357 | ZR12357 |  |  | 0:59 | 12357 | ZR12357 | 2011-12-17 | #REF! | #REF! | 2011-12-17 | #REF! | #REF! | 2011-12-17 | #REF! | #REF! | 2011-12-17 | #REF! | #REF!
|  | 1:00 | 12358 | ZR12358 |  |  | 1:00 | 12358 | ZR12358 |  |  | 1:00 | 12358 | ZR12358 |  |  | 1:00 | 12358 | ZR12358 | 2011-12-18 | #REF! | #REF! | 2011-12-18 | #REF! | #REF! | 2011-12-18 | #REF! | #REF! | 2011-12-18 | #REF! | #REF!
|  | 1:00 | 12359 | ZR12359 |  |  | 1:00 | 12359 | ZR12359 |  |  | 1:00 | 12359 | ZR12359 |  |  | 1:00 | 12359 | ZR12359 | 2011-12-19 | #REF! | #REF! | 2011-12-19 | #REF! | #REF! | 2011-12-19 | #REF! | #REF! | 2011-12-19 | #REF! | #REF!
[20 empty] | 2011-12-20 | #REF! | #REF! | 2011-12-20 | #REF! | #REF! | 2011-12-20 | #REF! | #REF! | 2011-12-20 | #REF! | #REF!
|  | 西暦 | 12370 | ZR12370 |  |  | 西暦 | 12370 | ZR12370 |  |  | 西暦 | 12370 | ZR12370 |  |  | 西暦 | 12370 | ZR12370 | 2011-12-21 | #REF! | #REF! | 2011-12-21 | #REF! | #REF! | 2011-12-21 | #REF! | #REF! | 2011-12-21 | #REF! | #REF!
|  | 月 | 12371 | ZR12371 |  |  | 月 | 12371 | ZR12371 |  |  | 月 | 12371 | ZR12371 |  |  | 月 | 12371 | ZR12371 | 2011-12-22 | #REF! | #REF! | 2011-12-22 | #REF! | #REF! | 2011-12-22 | #REF! | #REF! | 2011-12-22 | #REF! | #REF!
|  | 日 | 12372 | ZR12372 |  |  | 日 | 12372 | ZR12372 |  |  | 日 | 12372 | ZR12372 |  |  | 日 | 12372 | ZR12372 | 2011-12-23 | #REF! | #REF! | 2011-12-23 | #REF! | #REF! | 2011-12-23 | #REF! | #REF! | 2011-12-23 | #REF! | #REF!
|  | 時 | 12373 | ZR12373 |  |  | 時 | 12373 | ZR12373 |  |  | 時 | 12373 | ZR12373 |  |  | 時 | 12373 | ZR12373 | 2011-12-24 | #REF! | #REF! | 2011-12-24 | #REF! | #REF! | 2011-12-24 | #REF! | #REF! | 2011-12-24 | #REF! | #REF!
|  | 分 | 12374 | ZR12374 |  |  | 分 | 12374 | ZR12374 |  |  | 分 | 12374 | ZR12374 |  |  | 分 | 12374 | ZR12374 | 2011-12-25 | #REF! | #REF! | 2011-12-25 | #REF! | #REF! | 2011-12-25 | #REF! | #REF! | 2011-12-25 | #REF! | #REF!
|  | 秒 | 12375 | ZR12375 |  |  | 秒 | 12375 | ZR12375 |  |  | 秒 | 12375 | ZR12375 |  |  | 秒 | 12375 | ZR12375 | 2011-12-26 | #REF! | #REF! | 2011-12-26 | #REF! | #REF! | 2011-12-26 | #REF! | #REF! | 2011-12-26 | #REF! | #REF!
|  | 曜日 | 12376 | ZR12376 |  |  | 曜日 | 12376 | ZR12376 |  |  | 曜日 | 12376 | ZR12376 |  |  | 曜日 | 12376 | ZR12376 | 2011-12-27 | #REF! | #REF! | 2011-12-27 | #REF! | #REF! | 2011-12-27 | #REF! | #REF! | 2011-12-27 | #REF! | #REF!
[20 empty] | 2011-12-28 | #REF! | #REF! | 2011-12-28 | #REF! | #REF! | 2011-12-28 | #REF! | #REF! | 2011-12-28 | #REF! | #REF!
[20 empty] | 2011-12-29 | #REF! | #REF! | 2011-12-29 | #REF! | #REF! | 2011-12-29 | #REF! | #REF! | 2011-12-29 | #REF! | #REF!
[20 empty] | 2011-12-30 | #REF! | #REF! | 2011-12-30 | #REF! | #REF! | 2011-12-30 | #REF! | #REF! | 2011-12-30 | #REF! | #REF!
[20 empty] | 2011-12-31 | #REF! | #REF! | 2011-12-31 | #REF! | #REF! | 2011-12-31 | #REF! | #REF! | 2011-12-31 | #REF! | #REF!
[20 empty] | 西暦 | #REF! | #REF! | 西暦 | #REF! | #REF! | 西暦 | #REF! | #REF! | 西暦 | #REF! | #REF!
[20 empty] | 月 | #REF! | #REF! | 月 | #REF! | #REF! | 月 | #REF! | #REF! | 月 | #REF! | #REF!
[20 empty] | 日 | #REF! | #REF! | 日 | #REF! | #REF! | 日 | #REF! | #REF! | 日 | #REF! | #REF!
[20 empty] | 時 | #REF! | #REF! | 時 | #REF! | #REF! | 時 | #REF! | #REF! | 時 | #REF! | #REF!
[20 empty] | 分 | #REF! | #REF! | 分 | #REF! | #REF! | 分 | #REF! | #REF! | 分 | #REF! | #REF!
[20 empty] | 秒 | #REF! | #REF! | 秒 | #REF! | #REF! | 秒 | #REF! | #REF! | 秒 | #REF! | #REF!
[20 empty] | 曜日 | #REF! | #REF! | 曜日 | #REF! | #REF! | 曜日 | #REF! | #REF! | 曜日 | #REF! | #REF!
|  | OLD |  | 1Hour_GraphDataTable |  |  | OLD |  | 1Hour_GraphDataTable |  |  | OLD |  | 1Hour_GraphDataTable |  |  | OLD |  | 1Hour_GraphDataTable
|  | 0:00 | 12400 | ZR12400 |  |  | 0:16 | 12496 | ZR12496 |  |  | 0:32 | 12592 | ZR12592 |  |  | 0:48 | 12688 | ZR12688
|  | 0:00 | 12401 | ZR12401 |  |  | 0:16 | 12497 | ZR12497 |  |  | 0:32 | 12593 | ZR12593 |  |  | 0:48 | 12689 | ZR12689
|  | 0:00 | 12402 | ZR12402 |  |  | 0:16 | 12498 | ZR12498 |  |  | 0:32 | 12594 | ZR12594 |  |  | 0:48 | 12690 | ZR12690
|  | 0:00 | 12403 | ZR12403 |  |  | 0:16 | 12499 | ZR12499 |  |  | 0:32 | 12595 | ZR12595 |  |  | 0:49 | 12691 | ZR12691
|  | 0:01 | 12404 | ZR12404 |  |  | 0:17 | 12500 | ZR12500 |  |  | 0:33 | 12596 | ZR12596 |  |  | 0:49 | 12692 | ZR12692
|  | 0:01 | 12405 | ZR12405 |  |  | 0:17 | 12501 | ZR12501 |  |  | 0:33 | 12597 | ZR12597 |  |  | 0:49 | 12693 | ZR12693
|  | 0:01 | 12406 | ZR12406 |  |  | 0:17 | 12502 | ZR12502 |  |  | 0:33 | 12598 | ZR12598 |  |  | 0:49 | 12694 | ZR12694
|  | 0:01 | 12407 | ZR12407 |  |  | 0:17 | 12503 | ZR12503 |  |  | 0:33 | 12599 | ZR12599 |  |  | 0:49 | 12695 | ZR12695
|  | 0:01 | 12408 | ZR12408 |  |  | 0:17 | 12504 | ZR12504 |  |  | 0:33 | 12600 | ZR12600 |  |  | 0:49 | 12696 | ZR12696
|  | 0:02 | 12409 | ZR12409 |  |  | 0:18 | 12505 | ZR12505 |  |  | 0:34 | 12601 | ZR12601 |  |  | 0:50 | 12697 | ZR12697
|  | 0:02 | 12410 | ZR12410 |  |  | 0:18 | 12506 | ZR12506 |  |  | 0:34 | 12602 | ZR12602 |  |  | 0:50 | 12698 | ZR12698
|  | 0:02 | 12411 | ZR12411 |  |  | 0:18 | 12507 | ZR12507 |  |  | 0:34 | 12603 | ZR12603 |  |  | 0:50 | 12699 | ZR12699
|  | 0:02 | 12412 | ZR12412 |  |  | 0:18 | 12508 | ZR12508 |  |  | 0:34 | 12604 | ZR12604 |  |  | 0:50 | 12700 | ZR12700
|  | 0:02 | 12413 | ZR12413 |  |  | 0:18 | 12509 | ZR12509 |  |  | 0:34 | 12605 | ZR12605 |  |  | 0:50 | 12701 | ZR12701
|  | 0:02 | 12414 | ZR12414 |  |  | 0:18 | 12510 | ZR12510 |  |  | 0:34 | 12606 | ZR12606 |  |  | 0:50 | 12702 | ZR12702
|  | 0:02 | 12415 | ZR12415 |  |  | 0:18 | 12511 | ZR12511 |  |  | 0:34 | 12607 | ZR12607 |  |  | 0:50 | 12703 | ZR12703
|  | 0:03 | 12416 | ZR12416 |  |  | 0:19 | 12512 | ZR12512 |  |  | 0:35 | 12608 | ZR12608 |  |  | 0:51 | 12704 | ZR12704
|  | 0:03 | 12417 | ZR12417 |  |  | 0:19 | 12513 | ZR12513 |  |  | 0:35 | 12609 | ZR12609 |  |  | 0:51 | 12705 | ZR12705
|  | 0:03 | 12418 | ZR12418 |  |  | 0:19 | 12514 | ZR12514 |  |  | 0:35 | 12610 | ZR12610 |  |  | 0:51 | 12706 | ZR12706
|  | 0:03 | 12419 | ZR12419 |  |  | 0:19 | 12515 | ZR12515 |  |  | 0:35 | 12611 | ZR12611 |  |  | 0:51 | 12707 | ZR12707
|  | 0:03 | 12420 | ZR12420 |  |  | 0:19 | 12516 | ZR12516 |  |  | 0:35 | 12612 | ZR12612 |  |  | 0:51 | 12708 | ZR12708
|  | 0:04 | 12421 | ZR12421 |  |  | 0:20 | 12517 | ZR12517 |  |  | 0:36 | 12613 | ZR12613 |  |  | 0:52 | 12709 | ZR12709
|  | 0:04 | 12422 | ZR12422 |  |  | 0:20 | 12518 | ZR12518 |  |  | 0:36 | 12614 | ZR12614 |  |  | 0:52 | 12710 | ZR12710
|  | 0:04 | 12423 | ZR12423 |  |  | 0:20 | 12519 | ZR12519 |  |  | 0:36 | 12615 | ZR12615 |  |  | 0:52 | 12711 | ZR12711
|  | 0:04 | 12424 | ZR12424 |  |  | 0:20 | 12520 | ZR12520 |  |  | 0:36 | 12616 | ZR12616 |  |  | 0:52 | 12712 | ZR12712
|  | 0:04 | 12425 | ZR12425 |  |  | 0:20 | 12521 | ZR12521 |  |  | 0:36 | 12617 | ZR12617 |  |  | 0:52 | 12713 | ZR12713
|  | 0:04 | 12426 | ZR12426 |  |  | 0:20 | 12522 | ZR12522 |  |  | 0:36 | 12618 | ZR12618 |  |  | 0:52 | 12714 | ZR12714
|  | 0:04 | 12427 | ZR12427 |  |  | 0:20 | 12523 | ZR12523 |  |  | 0:36 | 12619 | ZR12619 |  |  | 0:52 | 12715 | ZR12715
|  | 0:05 | 12428 | ZR12428 |  |  | 0:21 | 12524 | ZR12524 |  |  | 0:37 | 12620 | ZR12620 |  |  | 0:53 | 12716 | ZR12716
|  | 0:05 | 12429 | ZR12429 |  |  | 0:21 | 12525 | ZR12525 |  |  | 0:37 | 12621 | ZR12621 |  |  | 0:53 | 12717 | ZR12717
|  | 0:05 | 12430 | ZR12430 |  |  | 0:21 | 12526 | ZR12526 |  |  | 0:37 | 12622 | ZR12622 |  |  | 0:53 | 12718 | ZR12718
|  | 0:05 | 12431 | ZR12431 |  |  | 0:21 | 12527 | ZR12527 |  |  | 0:37 | 12623 | ZR12623 |  |  | 0:53 | 12719 | ZR12719
|  | 0:05 | 12432 | ZR12432 |  |  | 0:21 | 12528 | ZR12528 |  |  | 0:37 | 12624 | ZR12624 |  |  | 0:53 | 12720 | ZR12720
|  | 0:05 | 12433 | ZR12433 |  |  | 0:22 | 12529 | ZR12529 |  |  | 0:38 | 12625 | ZR12625 |  |  | 0:54 | 12721 | ZR12721
|  | 0:06 | 12434 | ZR12434 |  |  | 0:22 | 12530 | ZR12530 |  |  | 0:38 | 12626 | ZR12626 |  |  | 0:54 | 12722 | ZR12722
|  | 0:06 | 12435 | ZR12435 |  |  | 0:22 | 12531 | ZR12531 |  |  | 0:38 | 12627 | ZR12627 |  |  | 0:54 | 12723 | ZR12723
|  | 0:06 | 12436 | ZR12436 |  |  | 0:22 | 12532 | ZR12532 |  |  | 0:38 | 12628 | ZR12628 |  |  | 0:54 | 12724 | ZR12724
|  | 0:06 | 12437 | ZR12437 |  |  | 0:22 | 12533 | ZR12533 |  |  | 0:38 | 12629 | ZR12629 |  |  | 0:54 | 12725 | ZR12725
|  | 0:06 | 12438 | ZR12438 |  |  | 0:22 | 12534 | ZR12534 |  |  | 0:38 | 12630 | ZR12630 |  |  | 0:54 | 12726 | ZR12726
|  | 0:07 | 12439 | ZR12439 |  |  | 0:22 | 12535 | ZR12535 |  |  | 0:38 | 12631 | ZR12631 |  |  | 0:54 | 12727 | ZR12727
|  | 0:07 | 12440 | ZR12440 |  |  | 0:23 | 12536 | ZR12536 |  |  | 0:39 | 12632 | ZR12632 |  |  | 0:55 | 12728 | ZR12728
|  | 0:07 | 12441 | ZR12441 |  |  | 0:23 | 12537 | ZR12537 |  |  | 0:39 | 12633 | ZR12633 |  |  | 0:55 | 12729 | ZR12729
|  | 0:07 | 12442 | ZR12442 |  |  | 0:23 | 12538 | ZR12538 |  |  | 0:39 | 12634 | ZR12634 |  |  | 0:55 | 12730 | ZR12730
|  | 0:07 | 12443 | ZR12443 |  |  | 0:23 | 12539 | ZR12539 |  |  | 0:39 | 12635 | ZR12635 |  |  | 0:55 | 12731 | ZR12731
|  | 0:07 | 12444 | ZR12444 |  |  | 0:23 | 12540 | ZR12540 |  |  | 0:39 | 12636 | ZR12636 |  |  | 0:55 | 12732 | ZR12732
|  | 0:07 | 12445 | ZR12445 |  |  | 0:23 | 12541 | ZR12541 |  |  | 0:40 | 12637 | ZR12637 |  |  | 0:56 | 12733 | ZR12733
|  | 0:08 | 12446 | ZR12446 |  |  | 0:24 | 12542 | ZR12542 |  |  | 0:40 | 12638 | ZR12638 |  |  | 0:56 | 12734 | ZR12734
|  | 0:08 | 12447 | ZR12447 |  |  | 0:24 | 12543 | ZR12543 |  |  | 0:40 | 12639 | ZR12639 |  |  | 0:56 | 12735 | ZR12735
|  | 0:08 | 12448 | ZR12448 |  |  | 0:24 | 12544 | ZR12544 |  |  | 0:40 | 12640 | ZR12640 |  |  | 0:56 | 12736 | ZR12736
|  | 0:08 | 12449 | ZR12449 |  |  | 0:24 | 12545 | ZR12545 |  |  | 0:40 | 12641 | ZR12641 |  |  | 0:56 | 12737 | ZR12737
|  | 0:08 | 12450 | ZR12450 |  |  | 0:24 | 12546 | ZR12546 |  |  | 0:40 | 12642 | ZR12642 |  |  | 0:56 | 12738 | ZR12738
|  | 0:09 | 12451 | ZR12451 |  |  | 0:25 | 12547 | ZR12547 |  |  | 0:40 | 12643 | ZR12643 |  |  | 0:56 | 12739 | ZR12739
|  | 0:09 | 12452 | ZR12452 |  |  | 0:25 | 12548 | ZR12548 |  |  | 0:41 | 12644 | ZR12644 |  |  | 0:57 | 12740 | ZR12740
|  | 0:09 | 12453 | ZR12453 |  |  | 0:25 | 12549 | ZR12549 |  |  | 0:41 | 12645 | ZR12645 |  |  | 0:57 | 12741 | ZR12741
|  | 0:09 | 12454 | ZR12454 |  |  | 0:25 | 12550 | ZR12550 |  |  | 0:41 | 12646 | ZR12646 |  |  | 0:57 | 12742 | ZR12742
|  | 0:09 | 12455 | ZR12455 |  |  | 0:25 | 12551 | ZR12551 |  |  | 0:41 | 12647 | ZR12647 |  |  | 0:57 | 12743 | ZR12743
|  | 0:09 | 12456 | ZR12456 |  |  | 0:25 | 12552 | ZR12552 |  |  | 0:41 | 12648 | ZR12648 |  |  | 0:57 | 12744 | ZR12744
|  | 0:09 | 12457 | ZR12457 |  |  | 0:25 | 12553 | ZR12553 |  |  | 0:41 | 12649 | ZR12649 |  |  | 0:58 | 12745 | ZR12745
|  | 0:10 | 12458 | ZR12458 |  |  | 0:26 | 12554 | ZR12554 |  |  | 0:42 | 12650 | ZR12650 |  |  | 0:58 | 12746 | ZR12746
|  | 0:10 | 12459 | ZR12459 |  |  | 0:26 | 12555 | ZR12555 |  |  | 0:42 | 12651 | ZR12651 |  |  | 0:58 | 12747 | ZR12747
|  | 0:10 | 12460 | ZR12460 |  |  | 0:26 | 12556 | ZR12556 |  |  | 0:42 | 12652 | ZR12652 |  |  | 0:58 | 12748 | ZR12748
|  | 0:10 | 12461 | ZR12461 |  |  | 0:26 | 12557 | ZR12557 |  |  | 0:42 | 12653 | ZR12653 |  |  | 0:58 | 12749 | ZR12749
|  | 0:10 | 12462 | ZR12462 |  |  | 0:26 | 12558 | ZR12558 |  |  | 0:42 | 12654 | ZR12654 |  |  | 0:58 | 12750 | ZR12750
|  | 0:11 | 12463 | ZR12463 |  |  | 0:27 | 12559 | ZR12559 |  |  | 0:43 | 12655 | ZR12655 |  |  | 0:58 | 12751 | ZR12751
|  | 0:11 | 12464 | ZR12464 |  |  | 0:27 | 12560 | ZR12560 |  |  | 0:43 | 12656 | ZR12656 |  |  | 0:59 | 12752 | ZR12752
|  | 0:11 | 12465 | ZR12465 |  |  | 0:27 | 12561 | ZR12561 |  |  | 0:43 | 12657 | ZR12657 |  |  | 0:59 | 12753 | ZR12753
|  | 0:11 | 12466 | ZR12466 |  |  | 0:27 | 12562 | ZR12562 |  |  | 0:43 | 12658 | ZR12658 |  |  | 0:59 | 12754 | ZR12754
|  | 0:11 | 12467 | ZR12467 |  |  | 0:27 | 12563 | ZR12563 |  |  | 0:43 | 12659 | ZR12659 |  |  | 0:59 | 12755 | ZR12755
|  | 0:11 | 12468 | ZR12468 |  |  | 0:27 | 12564 | ZR12564 |  |  | 0:43 | 12660 | ZR12660 |  |  | 0:59 | 12756 | ZR12756
|  | 0:12 | 12469 | ZR12469 |  |  | 0:27 | 12565 | ZR12565 |  |  | 0:43 | 12661 | ZR12661 |  |  | 0:59 | 12757 | ZR12757
|  | 0:12 | 12470 | ZR12470 |  |  | 0:28 | 12566 | ZR12566 |  |  | 0:44 | 12662 | ZR12662 |  |  | 1:00 | 12758 | ZR12758
|  | 0:12 | 12471 | ZR12471 |  |  | 0:28 | 12567 | ZR12567 |  |  | 0:44 | 12663 | ZR12663 |  |  | 1:00 | 12759 | ZR12759
|  | 0:12 | 12472 | ZR12472 |  |  | 0:28 | 12568 | ZR12568 |  |  | 0:44 | 12664 | ZR12664
|  | 0:12 | 12473 | ZR12473 |  |  | 0:28 | 12569 | ZR12569 |  |  | 0:44 | 12665 | ZR12665 |  |  | Year | 12770 | ZR12770
|  | 0:12 | 12474 | ZR12474 |  |  | 0:28 | 12570 | ZR12570 |  |  | 0:44 | 12666 | ZR12666 |  |  | Month | 12771 | ZR12771
|  | 0:12 | 12475 | ZR12475 |  |  | 0:29 | 12571 | ZR12571 |  |  | 0:45 | 12667 | ZR12667 |  |  | Date | 12772 | ZR12772
|  | 0:13 | 12476 | ZR12476 |  |  | 0:29 | 12572 | ZR12572 |  |  | 0:45 | 12668 | ZR12668 |  |  | Hour | 12773 | ZR12773
|  | 0:13 | 12477 | ZR12477 |  |  | 0:29 | 12573 | ZR12573 |  |  | 0:45 | 12669 | ZR12669 |  |  | Minute | 12774 | ZR12774
|  | 0:13 | 12478 | ZR12478 |  |  | 0:29 | 12574 | ZR12574 |  |  | 0:45 | 12670 | ZR12670 |  |  | Second | 12775 | ZR12775
|  | 0:13 | 12479 | ZR12479 |  |  | 0:29 | 12575 | ZR12575 |  |  | 0:45 | 12671 | ZR12671 |  |  | Day of Week | 12776 | ZR12776
|  | 0:13 | 12480 | ZR12480 |  |  | 0:29 | 12576 | ZR12576 |  |  | 0:45 | 12672 | ZR12672
|  | 0:14 | 12481 | ZR12481 |  |  | 0:29 | 12577 | ZR12577 |  |  | 0:45 | 12673 | ZR12673 |  |  | Graph Up |  | ZR17731
|  | 0:14 | 12482 | ZR12482 |  |  | 0:30 | 12578 | ZR12578 |  |  | 0:46 | 12674 | ZR12674 |  |  | Graph Down |  | ZR17730
|  | 0:14 | 12483 | ZR12483 |  |  | 0:30 | 12579 | ZR12579 |  |  | 0:46 | 12675 | ZR12675
|  | 0:14 | 12484 | ZR12484 |  |  | 0:30 | 12580 | ZR12580 |  |  | 0:46 | 12676 | ZR12676 |  |  | MaxData1 |  | ZR17732
|  | 0:14 | 12485 | ZR12485 |  |  | 0:30 | 12581 | ZR12581 |  |  | 0:46 | 12677 | ZR12677 |  |  | DataLocation1 |  | ZR17733
|  | 0:14 | 12486 | ZR12486 |  |  | 0:30 | 12582 | ZR12582 |  |  | 0:46 | 12678 | ZR12678 |  |  | DataNumber1 |  | ZR17734
|  | 0:14 | 12487 | ZR12487 |  |  | 0:31 | 12583 | ZR12583 |  |  | 0:47 | 12679 | ZR12679 |  |  | MaxData2 |  | ZR17735
|  | 0:15 | 12488 | ZR12488 |  |  | 0:31 | 12584 | ZR12584 |  |  | 0:47 | 12680 | ZR12680 |  |  | DataLocation2 |  | ZR17736
|  | 0:15 | 12489 | ZR12489 |  |  | 0:31 | 12585 | ZR12585 |  |  | 0:47 | 12681 | ZR12681 |  |  | DataNumber2 |  | ZR17737
|  | 0:15 | 12490 | ZR12490 |  |  | 0:31 | 12586 | ZR12586 |  |  | 0:47 | 12682 | ZR12682
|  | 0:15 | 12491 | ZR12491 |  |  | 0:31 | 12587 | ZR12587 |  |  | 0:47 | 12683 | ZR12683
|  | 0:15 | 12492 | ZR12492 |  |  | 0:31 | 12588 | ZR12588 |  |  | 0:47 | 12684 | ZR12684
|  | 0:16 | 12493 | ZR12493 |  |  | 0:31 | 12589 | ZR12589 |  |  | 0:47 | 12685 | ZR12685
|  | 0:16 | 12494 | ZR12494 |  |  | 0:32 | 12590 | ZR12590 |  |  | 0:48 | 12686 | ZR12686
|  | 0:16 | 12495 | ZR12495 |  |  | 0:32 | 12591 | ZR12591 |  |  | 0:48 | 12687 | ZR12687
|  | OLD |  | 1Day_GraphDataTable |  |  | OLD |  | 1Day_GraphDataTable |  |  | OLD |  | 1Day_GraphDataTable
|  | 0:00 | 13200 | ZR13200 |  |  | 8:00 | 13296 | ZR13296 |  |  | 16:00 | 13392 | ZR13392 |  |  | Year | 13490 | ZR13490
|  | 0:05 | 13201 | ZR13201 |  |  | 8:05 | 13297 | ZR13297 |  |  | 16:05 | 13393 | ZR13393 |  |  | Month | 13491 | ZR13491
|  | 0:10 | 13202 | ZR13202 |  |  | 8:10 | 13298 | ZR13298 |  |  | 16:10 | 13394 | ZR13394 |  |  | Date | 13492 | ZR13492
|  | 0:15 | 13203 | ZR13203 |  |  | 8:15 | 13299 | ZR13299 |  |  | 16:15 | 13395 | ZR13395 |  |  | Hour | 13493 | ZR13493
|  | 0:20 | 13204 | ZR13204 |  |  | 8:20 | 13300 | ZR13300 |  |  | 16:20 | 13396 | ZR13396 |  |  | Minute | 13494 | ZR13494
|  | 0:25 | 13205 | ZR13205 |  |  | 8:25 | 13301 | ZR13301 |  |  | 16:25 | 13397 | ZR13397 |  |  | Second | 13495 | ZR13495
|  | 0:30 | 13206 | ZR13206 |  |  | 8:30 | 13302 | ZR13302 |  |  | 16:30 | 13398 | ZR13398 |  |  | Day of Week | 13496 | ZR13496
|  | 0:35 | 13207 | ZR13207 |  |  | 8:35 | 13303 | ZR13303 |  |  | 16:35 | 13399 | ZR13399
|  | 0:40 | 13208 | ZR13208 |  |  | 8:40 | 13304 | ZR13304 |  |  | 16:40 | 13400 | ZR13400 |  |  | Graph Up |  | ZR17741
|  | 0:45 | 13209 | ZR13209 |  |  | 8:45 | 13305 | ZR13305 |  |  | 16:45 | 13401 | ZR13401 |  |  | Graph Down |  | ZR17740
|  | 0:50 | 13210 | ZR13210 |  |  | 8:50 | 13306 | ZR13306 |  |  | 16:50 | 13402 | ZR13402
|  | 0:55 | 13211 | ZR13211 |  |  | 8:55 | 13307 | ZR13307 |  |  | 16:55 | 13403 | ZR13403 |  |  | MaxData1 |  | ZR17742
|  | 1:00 | 13212 | ZR13212 |  |  | 9:00 | 13308 | ZR13308 |  |  | 17:00 | 13404 | ZR13404 |  |  | DataLocation1 |  | ZR17743
|  | 1:05 | 13213 | ZR13213 |  |  | 9:05 | 13309 | ZR13309 |  |  | 17:05 | 13405 | ZR13405 |  |  | DataNumber1 |  | ZR17744
|  | 1:10 | 13214 | ZR13214 |  |  | 9:10 | 13310 | ZR13310 |  |  | 17:10 | 13406 | ZR13406 |  |  | MaxData2 |  | ZR17745
|  | 1:15 | 13215 | ZR13215 |  |  | 9:15 | 13311 | ZR13311 |  |  | 17:15 | 13407 | ZR13407 |  |  | DataLocation2 |  | ZR17746
|  | 1:20 | 13216 | ZR13216 |  |  | 9:20 | 13312 | ZR13312 |  |  | 17:20 | 13408 | ZR13408 |  |  | DataNumber2 |  | ZR17747
|  | 1:25 | 13217 | ZR13217 |  |  | 9:25 | 13313 | ZR13313 |  |  | 17:25 | 13409 | ZR13409
|  | 1:30 | 13218 | ZR13218 |  |  | 9:30 | 13314 | ZR13314 |  |  | 17:30 | 13410 | ZR13410
|  | 1:35 | 13219 | ZR13219 |  |  | 9:35 | 13315 | ZR13315 |  |  | 17:35 | 13411 | ZR13411
|  | 1:40 | 13220 | ZR13220 |  |  | 9:40 | 13316 | ZR13316 |  |  | 17:40 | 13412 | ZR13412
|  | 1:45 | 13221 | ZR13221 |  |  | 9:45 | 13317 | ZR13317 |  |  | 17:45 | 13413 | ZR13413
|  | 1:50 | 13222 | ZR13222 |  |  | 9:50 | 13318 | ZR13318 |  |  | 17:50 | 13414 | ZR13414
|  | 1:55 | 13223 | ZR13223 |  |  | 9:55 | 13319 | ZR13319 |  |  | 17:55 | 13415 | ZR13415
|  | 2:00 | 13224 | ZR13224 |  |  | 10:00 | 13320 | ZR13320 |  |  | 18:00 | 13416 | ZR13416
|  | 2:05 | 13225 | ZR13225 |  |  | 10:05 | 13321 | ZR13321 |  |  | 18:05 | 13417 | ZR13417
|  | 2:10 | 13226 | ZR13226 |  |  | 10:10 | 13322 | ZR13322 |  |  | 18:10 | 13418 | ZR13418
|  | 2:15 | 13227 | ZR13227 |  |  | 10:15 | 13323 | ZR13323 |  |  | 18:15 | 13419 | ZR13419
|  | 2:20 | 13228 | ZR13228 |  |  | 10:20 | 13324 | ZR13324 |  |  | 18:20 | 13420 | ZR13420
|  | 2:25 | 13229 | ZR13229 |  |  | 10:25 | 13325 | ZR13325 |  |  | 18:25 | 13421 | ZR13421
|  | 2:30 | 13230 | ZR13230 |  |  | 10:30 | 13326 | ZR13326 |  |  | 18:30 | 13422 | ZR13422
|  | 2:35 | 13231 | ZR13231 |  |  | 10:35 | 13327 | ZR13327 |  |  | 18:35 | 13423 | ZR13423
|  | 2:40 | 13232 | ZR13232 |  |  | 10:40 | 13328 | ZR13328 |  |  | 18:40 | 13424 | ZR13424
|  | 2:45 | 13233 | ZR13233 |  |  | 10:45 | 13329 | ZR13329 |  |  | 18:45 | 13425 | ZR13425
|  | 2:50 | 13234 | ZR13234 |  |  | 10:50 | 13330 | ZR13330 |  |  | 18:50 | 13426 | ZR13426
|  | 2:55 | 13235 | ZR13235 |  |  | 10:55 | 13331 | ZR13331 |  |  | 18:55 | 13427 | ZR13427
|  | 3:00 | 13236 | ZR13236 |  |  | 11:00 | 13332 | ZR13332 |  |  | 19:00 | 13428 | ZR13428
|  | 3:05 | 13237 | ZR13237 |  |  | 11:05 | 13333 | ZR13333 |  |  | 19:05 | 13429 | ZR13429
|  | 3:10 | 13238 | ZR13238 |  |  | 11:10 | 13334 | ZR13334 |  |  | 19:10 | 13430 | ZR13430
|  | 3:15 | 13239 | ZR13239 |  |  | 11:15 | 13335 | ZR13335 |  |  | 19:15 | 13431 | ZR13431
|  | 3:20 | 13240 | ZR13240 |  |  | 11:20 | 13336 | ZR13336 |  |  | 19:20 | 13432 | ZR13432
|  | 3:25 | 13241 | ZR13241 |  |  | 11:25 | 13337 | ZR13337 |  |  | 19:25 | 13433 | ZR13433
|  | 3:30 | 13242 | ZR13242 |  |  | 11:30 | 13338 | ZR13338 |  |  | 19:30 | 13434 | ZR13434
|  | 3:35 | 13243 | ZR13243 |  |  | 11:35 | 13339 | ZR13339 |  |  | 19:35 | 13435 | ZR13435
|  | 3:40 | 13244 | ZR13244 |  |  | 11:40 | 13340 | ZR13340 |  |  | 19:40 | 13436 | ZR13436
|  | 3:45 | 13245 | ZR13245 |  |  | 11:45 | 13341 | ZR13341 |  |  | 19:45 | 13437 | ZR13437
|  | 3:50 | 13246 | ZR13246 |  |  | 11:50 | 13342 | ZR13342 |  |  | 19:50 | 13438 | ZR13438
|  | 3:55 | 13247 | ZR13247 |  |  | 11:55 | 13343 | ZR13343 |  |  | 19:55 | 13439 | ZR13439
|  | 4:00 | 13248 | ZR13248 |  |  | 12:00 | 13344 | ZR13344 |  |  | 20:00 | 13440 | ZR13440
|  | 4:05 | 13249 | ZR13249 |  |  | 12:05 | 13345 | ZR13345 |  |  | 20:05 | 13441 | ZR13441
|  | 4:10 | 13250 | ZR13250 |  |  | 12:10 | 13346 | ZR13346 |  |  | 20:10 | 13442 | ZR13442
|  | 4:15 | 13251 | ZR13251 |  |  | 12:15 | 13347 | ZR13347 |  |  | 20:15 | 13443 | ZR13443
|  | 4:20 | 13252 | ZR13252 |  |  | 12:20 | 13348 | ZR13348 |  |  | 20:20 | 13444 | ZR13444
|  | 4:25 | 13253 | ZR13253 |  |  | 12:25 | 13349 | ZR13349 |  |  | 20:25 | 13445 | ZR13445
|  | 4:30 | 13254 | ZR13254 |  |  | 12:30 | 13350 | ZR13350 |  |  | 20:30 | 13446 | ZR13446
|  | 4:35 | 13255 | ZR13255 |  |  | 12:35 | 13351 | ZR13351 |  |  | 20:35 | 13447 | ZR13447
|  | 4:40 | 13256 | ZR13256 |  |  | 12:40 | 13352 | ZR13352 |  |  | 20:40 | 13448 | ZR13448
|  | 4:45 | 13257 | ZR13257 |  |  | 12:45 | 13353 | ZR13353 |  |  | 20:45 | 13449 | ZR13449
|  | 4:50 | 13258 | ZR13258 |  |  | 12:50 | 13354 | ZR13354 |  |  | 20:50 | 13450 | ZR13450
|  | 4:55 | 13259 | ZR13259 |  |  | 12:55 | 13355 | ZR13355 |  |  | 20:55 | 13451 | ZR13451
|  | 5:00 | 13260 | ZR13260 |  |  | 13:00 | 13356 | ZR13356 |  |  | 21:00 | 13452 | ZR13452
|  | 5:05 | 13261 | ZR13261 |  |  | 13:05 | 13357 | ZR13357 |  |  | 21:05 | 13453 | ZR13453
|  | 5:10 | 13262 | ZR13262 |  |  | 13:10 | 13358 | ZR13358 |  |  | 21:10 | 13454 | ZR13454
|  | 5:15 | 13263 | ZR13263 |  |  | 13:15 | 13359 | ZR13359 |  |  | 21:15 | 13455 | ZR13455
|  | 5:20 | 13264 | ZR13264 |  |  | 13:20 | 13360 | ZR13360 |  |  | 21:20 | 13456 | ZR13456
|  | 5:25 | 13265 | ZR13265 |  |  | 13:25 | 13361 | ZR13361 |  |  | 21:25 | 13457 | ZR13457
|  | 5:30 | 13266 | ZR13266 |  |  | 13:30 | 13362 | ZR13362 |  |  | 21:30 | 13458 | ZR13458
|  | 5:35 | 13267 | ZR13267 |  |  | 13:35 | 13363 | ZR13363 |  |  | 21:35 | 13459 | ZR13459
|  | 5:40 | 13268 | ZR13268 |  |  | 13:40 | 13364 | ZR13364 |  |  | 21:40 | 13460 | ZR13460
|  | 5:45 | 13269 | ZR13269 |  |  | 13:45 | 13365 | ZR13365 |  |  | 21:45 | 13461 | ZR13461
|  | 5:50 | 13270 | ZR13270 |  |  | 13:50 | 13366 | ZR13366 |  |  | 21:50 | 13462 | ZR13462
|  | 5:55 | 13271 | ZR13271 |  |  | 13:55 | 13367 | ZR13367 |  |  | 21:55 | 13463 | ZR13463
|  | 6:00 | 13272 | ZR13272 |  |  | 14:00 | 13368 | ZR13368 |  |  | 22:00 | 13464 | ZR13464
|  | 6:05 | 13273 | ZR13273 |  |  | 14:05 | 13369 | ZR13369 |  |  | 22:05 | 13465 | ZR13465
|  | 6:10 | 13274 | ZR13274 |  |  | 14:10 | 13370 | ZR13370 |  |  | 22:10 | 13466 | ZR13466
|  | 6:15 | 13275 | ZR13275 |  |  | 14:15 | 13371 | ZR13371 |  |  | 22:15 | 13467 | ZR13467
|  | 6:20 | 13276 | ZR13276 |  |  | 14:20 | 13372 | ZR13372 |  |  | 22:20 | 13468 | ZR13468
|  | 6:25 | 13277 | ZR13277 |  |  | 14:25 | 13373 | ZR13373 |  |  | 22:25 | 13469 | ZR13469
|  | 6:30 | 13278 | ZR13278 |  |  | 14:30 | 13374 | ZR13374 |  |  | 22:30 | 13470 | ZR13470
|  | 6:35 | 13279 | ZR13279 |  |  | 14:35 | 13375 | ZR13375 |  |  | 22:35 | 13471 | ZR13471
|  | 6:40 | 13280 | ZR13280 |  |  | 14:40 | 13376 | ZR13376 |  |  | 22:40 | 13472 | ZR13472
|  | 6:45 | 13281 | ZR13281 |  |  | 14:45 | 13377 | ZR13377 |  |  | 22:45 | 13473 | ZR13473
|  | 6:50 | 13282 | ZR13282 |  |  | 14:50 | 13378 | ZR13378 |  |  | 22:50 | 13474 | ZR13474
|  | 6:55 | 13283 | ZR13283 |  |  | 14:55 | 13379 | ZR13379 |  |  | 22:55 | 13475 | ZR13475
|  | 7:00 | 13284 | ZR13284 |  |  | 15:00 | 13380 | ZR13380 |  |  | 23:00 | 13476 | ZR13476
|  | 7:05 | 13285 | ZR13285 |  |  | 15:05 | 13381 | ZR13381 |  |  | 23:05 | 13477 | ZR13477
|  | 7:10 | 13286 | ZR13286 |  |  | 15:10 | 13382 | ZR13382 |  |  | 23:10 | 13478 | ZR13478
|  | 7:15 | 13287 | ZR13287 |  |  | 15:15 | 13383 | ZR13383 |  |  | 23:15 | 13479 | ZR13479
|  | 7:20 | 13288 | ZR13288 |  |  | 15:20 | 13384 | ZR13384 |  |  | 23:20 | 13480 | ZR13480
|  | 7:25 | 13289 | ZR13289 |  |  | 15:25 | 13385 | ZR13385 |  |  | 23:25 | 13481 | ZR13481
|  | 7:30 | 13290 | ZR13290 |  |  | 15:30 | 13386 | ZR13386 |  |  | 23:30 | 13482 | ZR13482
|  | 7:35 | 13291 | ZR13291 |  |  | 15:35 | 13387 | ZR13387 |  |  | 23:35 | 13483 | ZR13483
|  | 7:40 | 13292 | ZR13292 |  |  | 15:40 | 13388 | ZR13388 |  |  | 23:40 | 13484 | ZR13484
|  | 7:45 | 13293 | ZR13293 |  |  | 15:45 | 13389 | ZR13389 |  |  | 23:45 | 13485 | ZR13485
|  | 7:50 | 13294 | ZR13294 |  |  | 15:50 | 13390 | ZR13390 |  |  | 23:50 | 13486 | ZR13486
|  | 7:55 | 13295 | ZR13295 |  |  | 15:55 | 13391 | ZR13391 |  |  | 23:55 | 13487 | ZR13487
| OLD (Date, Time) |  |  | 1Mouth_GraphDataTable |  | OLD (Date, Time) |  |  | 1Mouth_GraphDataTable |  | OLD (Date, Time) |  |  | 1Mouth_GraphDataTable |  | OLD (Date, Time) |  |  | 1Mouth_GraphDataTable
| 1st | 0:00 | 13900 | ZR13900 |  | 9th | 0:00 | 13996 | ZR13996 |  | 17th | 0:00 | 14092 | ZR14092 |  | 25th | 0:00 | 14188 | ZR14188
|  | 2:00 | 13901 | ZR13901 |  |  | 2:00 | 13997 | ZR13997 |  |  | 2:00 | 14093 | ZR14093 |  |  | 2:00 | 14189 | ZR14189
|  | 4:00 | 13902 | ZR13902 |  |  | 4:00 | 13998 | ZR13998 |  |  | 4:00 | 14094 | ZR14094 |  |  | 4:00 | 14190 | ZR14190
|  | 6:00 | 13903 | ZR13903 |  |  | 6:00 | 13999 | ZR13999 |  |  | 6:00 | 14095 | ZR14095 |  |  | 6:00 | 14191 | ZR14191
|  | 8:00 | 13904 | ZR13904 |  |  | 8:00 | 14000 | ZR14000 |  |  | 8:00 | 14096 | ZR14096 |  |  | 8:00 | 14192 | ZR14192
|  | 10:00 | 13905 | ZR13905 |  |  | 10:00 | 14001 | ZR14001 |  |  | 10:00 | 14097 | ZR14097 |  |  | 10:00 | 14193 | ZR14193
|  | 12:00 | 13906 | ZR13906 |  |  | 12:00 | 14002 | ZR14002 |  |  | 12:00 | 14098 | ZR14098 |  |  | 12:00 | 14194 | ZR14194
|  | 14:00 | 13907 | ZR13907 |  |  | 14:00 | 14003 | ZR14003 |  |  | 14:00 | 14099 | ZR14099 |  |  | 14:00 | 14195 | ZR14195
|  | 16:00 | 13908 | ZR13908 |  |  | 16:00 | 14004 | ZR14004 |  |  | 16:00 | 14100 | ZR14100 |  |  | 16:00 | 14196 | ZR14196
|  | 18:00 | 13909 | ZR13909 |  |  | 18:00 | 14005 | ZR14005 |  |  | 18:00 | 14101 | ZR14101 |  |  | 18:00 | 14197 | ZR14197
|  | 20:00 | 13910 | ZR13910 |  |  | 20:00 | 14006 | ZR14006 |  |  | 20:00 | 14102 | ZR14102 |  |  | 20:00 | 14198 | ZR14198
|  | 22:00 | 13911 | ZR13911 |  |  | 22:00 | 14007 | ZR14007 |  |  | 22:00 | 14103 | ZR14103 |  |  | 22:00 | 14199 | ZR14199
| 2nd | 24:00 | 13912 | ZR13912 |  | 10th | 24:00 | 14008 | ZR14008 |  | 18th | 24:00 | 14104 | ZR14104 |  | 26th | 24:00 | 14200 | ZR14200
|  | 26:00 | 13913 | ZR13913 |  |  | 26:00 | 14009 | ZR14009 |  |  | 26:00 | 14105 | ZR14105 |  |  | 26:00 | 14201 | ZR14201
|  | 28:00 | 13914 | ZR13914 |  |  | 28:00 | 14010 | ZR14010 |  |  | 28:00 | 14106 | ZR14106 |  |  | 28:00 | 14202 | ZR14202
|  | 30:00 | 13915 | ZR13915 |  |  | 30:00 | 14011 | ZR14011 |  |  | 30:00 | 14107 | ZR14107 |  |  | 30:00 | 14203 | ZR14203
|  | 32:00 | 13916 | ZR13916 |  |  | 32:00 | 14012 | ZR14012 |  |  | 32:00 | 14108 | ZR14108 |  |  | 32:00 | 14204 | ZR14204
|  | 34:00 | 13917 | ZR13917 |  |  | 34:00 | 14013 | ZR14013 |  |  | 34:00 | 14109 | ZR14109 |  |  | 34:00 | 14205 | ZR14205
|  | 36:00 | 13918 | ZR13918 |  |  | 36:00 | 14014 | ZR14014 |  |  | 36:00 | 14110 | ZR14110 |  |  | 36:00 | 14206 | ZR14206
|  | 38:00 | 13919 | ZR13919 |  |  | 38:00 | 14015 | ZR14015 |  |  | 38:00 | 14111 | ZR14111 |  |  | 38:00 | 14207 | ZR14207
|  | 40:00 | 13920 | ZR13920 |  |  | 40:00 | 14016 | ZR14016 |  |  | 40:00 | 14112 | ZR14112 |  |  | 40:00 | 14208 | ZR14208
|  | 42:00 | 13921 | ZR13921 |  |  | 42:00 | 14017 | ZR14017 |  |  | 42:00 | 14113 | ZR14113 |  |  | 42:00 | 14209 | ZR14209
|  | 44:00 | 13922 | ZR13922 |  |  | 44:00 | 14018 | ZR14018 |  |  | 44:00 | 14114 | ZR14114 |  |  | 44:00 | 14210 | ZR14210
|  | 46:00 | 13923 | ZR13923 |  |  | 46:00 | 14019 | ZR14019 |  |  | 46:00 | 14115 | ZR14115 |  |  | 46:00 | 14211 | ZR14211
| 3rd | 48:00 | 13924 | ZR13924 |  | 11th | 48:00 | 14020 | ZR14020 |  | 19th | 48:00 | 14116 | ZR14116 |  | 27th | 48:00 | 14212 | ZR14212
|  | 50:00 | 13925 | ZR13925 |  |  | 50:00 | 14021 | ZR14021 |  |  | 50:00 | 14117 | ZR14117 |  |  | 50:00 | 14213 | ZR14213
|  | 52:00 | 13926 | ZR13926 |  |  | 52:00 | 14022 | ZR14022 |  |  | 52:00 | 14118 | ZR14118 |  |  | 52:00 | 14214 | ZR14214
|  | 54:00 | 13927 | ZR13927 |  |  | 54:00 | 14023 | ZR14023 |  |  | 54:00 | 14119 | ZR14119 |  |  | 54:00 | 14215 | ZR14215
|  | 56:00 | 13928 | ZR13928 |  |  | 56:00 | 14024 | ZR14024 |  |  | 56:00 | 14120 | ZR14120 |  |  | 56:00 | 14216 | ZR14216
|  | 58:00 | 13929 | ZR13929 |  |  | 58:00 | 14025 | ZR14025 |  |  | 58:00 | 14121 | ZR14121 |  |  | 58:00 | 14217 | ZR14217
|  | 60:00 | 13930 | ZR13930 |  |  | 60:00 | 14026 | ZR14026 |  |  | 60:00 | 14122 | ZR14122 |  |  | 60:00 | 14218 | ZR14218
|  | 62:00 | 13931 | ZR13931 |  |  | 62:00 | 14027 | ZR14027 |  |  | 62:00 | 14123 | ZR14123 |  |  | 62:00 | 14219 | ZR14219
|  | 64:00 | 13932 | ZR13932 |  |  | 64:00 | 14028 | ZR14028 |  |  | 64:00 | 14124 | ZR14124 |  |  | 64:00 | 14220 | ZR14220
|  | 66:00 | 13933 | ZR13933 |  |  | 66:00 | 14029 | ZR14029 |  |  | 66:00 | 14125 | ZR14125 |  |  | 66:00 | 14221 | ZR14221
|  | 68:00 | 13934 | ZR13934 |  |  | 68:00 | 14030 | ZR14030 |  |  | 68:00 | 14126 | ZR14126 |  |  | 68:00 | 14222 | ZR14222
|  | 70:00 | 13935 | ZR13935 |  |  | 70:00 | 14031 | ZR14031 |  |  | 70:00 | 14127 | ZR14127 |  |  | 70:00 | 14223 | ZR14223
| 4th | 72:00 | 13936 | ZR13936 |  | 12th | 72:00 | 14032 | ZR14032 |  | 20th | 72:00 | 14128 | ZR14128 |  | 28th | 72:00 | 14224 | ZR14224
|  | 74:00 | 13937 | ZR13937 |  |  | 74:00 | 14033 | ZR14033 |  |  | 74:00 | 14129 | ZR14129 |  |  | 74:00 | 14225 | ZR14225
|  | 76:00 | 13938 | ZR13938 |  |  | 76:00 | 14034 | ZR14034 |  |  | 76:00 | 14130 | ZR14130 |  |  | 76:00 | 14226 | ZR14226
|  | 78:00 | 13939 | ZR13939 |  |  | 78:00 | 14035 | ZR14035 |  |  | 78:00 | 14131 | ZR14131 |  |  | 78:00 | 14227 | ZR14227
|  | 80:00 | 13940 | ZR13940 |  |  | 80:00 | 14036 | ZR14036 |  |  | 80:00 | 14132 | ZR14132 |  |  | 80:00 | 14228 | ZR14228
|  | 82:00 | 13941 | ZR13941 |  |  | 82:00 | 14037 | ZR14037 |  |  | 82:00 | 14133 | ZR14133 |  |  | 82:00 | 14229 | ZR14229
|  | 84:00 | 13942 | ZR13942 |  |  | 84:00 | 14038 | ZR14038 |  |  | 84:00 | 14134 | ZR14134 |  |  | 84:00 | 14230 | ZR14230
|  | 86:00 | 13943 | ZR13943 |  |  | 86:00 | 14039 | ZR14039 |  |  | 86:00 | 14135 | ZR14135 |  |  | 86:00 | 14231 | ZR14231
|  | 88:00 | 13944 | ZR13944 |  |  | 88:00 | 14040 | ZR14040 |  |  | 88:00 | 14136 | ZR14136 |  |  | 88:00 | 14232 | ZR14232
|  | 90:00 | 13945 | ZR13945 |  |  | 90:00 | 14041 | ZR14041 |  |  | 90:00 | 14137 | ZR14137 |  |  | 90:00 | 14233 | ZR14233
|  | 92:00 | 13946 | ZR13946 |  |  | 92:00 | 14042 | ZR14042 |  |  | 92:00 | 14138 | ZR14138 |  |  | 92:00 | 14234 | ZR14234
|  | 94:00 | 13947 | ZR13947 |  |  | 94:00 | 14043 | ZR14043 |  |  | 94:00 | 14139 | ZR14139 |  |  | 94:00 | 14235 | ZR14235
| 5th | 96:00 | 13948 | ZR13948 |  | 13th | 96:00 | 14044 | ZR14044 |  | 21th | 96:00 | 14140 | ZR14140 |  | 29th | 96:00 | 14236 | ZR14236
|  | 98:00 | 13949 | ZR13949 |  |  | 98:00 | 14045 | ZR14045 |  |  | 98:00 | 14141 | ZR14141 |  |  | 98:00 | 14237 | ZR14237
|  | 100:00 | 13950 | ZR13950 |  |  | 100:00 | 14046 | ZR14046 |  |  | 100:00 | 14142 | ZR14142 |  |  | 100:00 | 14238 | ZR14238
|  | 102:00 | 13951 | ZR13951 |  |  | 102:00 | 14047 | ZR14047 |  |  | 102:00 | 14143 | ZR14143 |  |  | 102:00 | 14239 | ZR14239
|  | 104:00 | 13952 | ZR13952 |  |  | 104:00 | 14048 | ZR14048 |  |  | 104:00 | 14144 | ZR14144 |  |  | 104:00 | 14240 | ZR14240
|  | 106:00 | 13953 | ZR13953 |  |  | 106:00 | 14049 | ZR14049 |  |  | 106:00 | 14145 | ZR14145 |  |  | 106:00 | 14241 | ZR14241
|  | 108:00 | 13954 | ZR13954 |  |  | 108:00 | 14050 | ZR14050 |  |  | 108:00 | 14146 | ZR14146 |  |  | 108:00 | 14242 | ZR14242
|  | 110:00 | 13955 | ZR13955 |  |  | 110:00 | 14051 | ZR14051 |  |  | 110:00 | 14147 | ZR14147 |  |  | 110:00 | 14243 | ZR14243
|  | 112:00 | 13956 | ZR13956 |  |  | 112:00 | 14052 | ZR14052 |  |  | 112:00 | 14148 | ZR14148 |  |  | 112:00 | 14244 | ZR14244
|  | 114:00 | 13957 | ZR13957 |  |  | 114:00 | 14053 | ZR14053 |  |  | 114:00 | 14149 | ZR14149 |  |  | 114:00 | 14245 | ZR14245
|  | 116:00 | 13958 | ZR13958 |  |  | 116:00 | 14054 | ZR14054 |  |  | 116:00 | 14150 | ZR14150 |  |  | 116:00 | 14246 | ZR14246
|  | 118:00 | 13959 | ZR13959 |  |  | 118:00 | 14055 | ZR14055 |  |  | 118:00 | 14151 | ZR14151 |  |  | 118:00 | 14247 | ZR14247
| 6th | 120:00 | 13960 | ZR13960 |  | 14th | 120:00 | 14056 | ZR14056 |  | 22th | 120:00 | 14152 | ZR14152 |  | 30th | 120:00 | 14248 | ZR14248
|  | 122:00 | 13961 | ZR13961 |  |  | 122:00 | 14057 | ZR14057 |  |  | 122:00 | 14153 | ZR14153 |  |  | 122:00 | 14249 | ZR14249
|  | 124:00 | 13962 | ZR13962 |  |  | 124:00 | 14058 | ZR14058 |  |  | 124:00 | 14154 | ZR14154 |  |  | 124:00 | 14250 | ZR14250
|  | 126:00 | 13963 | ZR13963 |  |  | 126:00 | 14059 | ZR14059 |  |  | 126:00 | 14155 | ZR14155 |  |  | 126:00 | 14251 | ZR14251
|  | 128:00 | 13964 | ZR13964 |  |  | 128:00 | 14060 | ZR14060 |  |  | 128:00 | 14156 | ZR14156 |  |  | 128:00 | 14252 | ZR14252
|  | 130:00 | 13965 | ZR13965 |  |  | 130:00 | 14061 | ZR14061 |  |  | 130:00 | 14157 | ZR14157 |  |  | 130:00 | 14253 | ZR14253
|  | 132:00 | 13966 | ZR13966 |  |  | 132:00 | 14062 | ZR14062 |  |  | 132:00 | 14158 | ZR14158 |  |  | 132:00 | 14254 | ZR14254
|  | 134:00 | 13967 | ZR13967 |  |  | 134:00 | 14063 | ZR14063 |  |  | 134:00 | 14159 | ZR14159 |  |  | 134:00 | 14255 | ZR14255
|  | 136:00 | 13968 | ZR13968 |  |  | 136:00 | 14064 | ZR14064 |  |  | 136:00 | 14160 | ZR14160 |  |  | 136:00 | 14256 | ZR14256
|  | 138:00 | 13969 | ZR13969 |  |  | 138:00 | 14065 | ZR14065 |  |  | 138:00 | 14161 | ZR14161 |  |  | 138:00 | 14257 | ZR14257
|  | 140:00 | 13970 | ZR13970 |  |  | 140:00 | 14066 | ZR14066 |  |  | 140:00 | 14162 | ZR14162 |  |  | 140:00 | 14258 | ZR14258
|  | 142:00 | 13971 | ZR13971 |  |  | 142:00 | 14067 | ZR14067 |  |  | 142:00 | 14163 | ZR14163 |  |  | 142:00 | 14259 | ZR14259
| 7th | 144:00 | 13972 | ZR13972 |  | 15th | 144:00 | 14068 | ZR14068 |  | 23th | 144:00 | 14164 | ZR14164 |  | 31th | 144:00 | 14260 | ZR14260
|  | 146:00 | 13973 | ZR13973 |  |  | 146:00 | 14069 | ZR14069 |  |  | 146:00 | 14165 | ZR14165 |  |  | 146:00 | 14261 | ZR14261
|  | 148:00 | 13974 | ZR13974 |  |  | 148:00 | 14070 | ZR14070 |  |  | 148:00 | 14166 | ZR14166 |  |  | 148:00 | 14262 | ZR14262
|  | 150:00 | 13975 | ZR13975 |  |  | 150:00 | 14071 | ZR14071 |  |  | 150:00 | 14167 | ZR14167 |  |  | 150:00 | 14263 | ZR14263
|  | 152:00 | 13976 | ZR13976 |  |  | 152:00 | 14072 | ZR14072 |  |  | 152:00 | 14168 | ZR14168 |  |  | 152:00 | 14264 | ZR14264
|  | 154:00 | 13977 | ZR13977 |  |  | 154:00 | 14073 | ZR14073 |  |  | 154:00 | 14169 | ZR14169 |  |  | 154:00 | 14265 | ZR14265
|  | 156:00 | 13978 | ZR13978 |  |  | 156:00 | 14074 | ZR14074 |  |  | 156:00 | 14170 | ZR14170 |  |  | 156:00 | 14266 | ZR14266
|  | 158:00 | 13979 | ZR13979 |  |  | 158:00 | 14075 | ZR14075 |  |  | 158:00 | 14171 | ZR14171 |  |  | 158:00 | 14267 | ZR14267
|  | 160:00 | 13980 | ZR13980 |  |  | 160:00 | 14076 | ZR14076 |  |  | 160:00 | 14172 | ZR14172 |  |  | 160:00 | 14268 | ZR14268
|  | 162:00 | 13981 | ZR13981 |  |  | 162:00 | 14077 | ZR14077 |  |  | 162:00 | 14173 | ZR14173 |  |  | 162:00 | 14269 | ZR14269
|  | 164:00 | 13982 | ZR13982 |  |  | 164:00 | 14078 | ZR14078 |  |  | 164:00 | 14174 | ZR14174 |  |  | 164:00 | 14270 | ZR14270
|  | 166:00 | 13983 | ZR13983 |  |  | 166:00 | 14079 | ZR14079 |  |  | 166:00 | 14175 | ZR14175 |  |  | 166:00 | 14271 | ZR14271
| 8th | 168:00 | 13984 | ZR13984 |  | 16th | 168:00 | 14080 | ZR14080 |  | 24th | 168:00 | 14176 | ZR14176
|  | 170:00 | 13985 | ZR13985 |  |  | 170:00 | 14081 | ZR14081 |  |  | 170:00 | 14177 | ZR14177 |  |  | Year | 14280 | ZR14280
|  | 172:00 | 13986 | ZR13986 |  |  | 172:00 | 14082 | ZR14082 |  |  | 172:00 | 14178 | ZR14178 |  |  | Month | 14281 | ZR14281
|  | 174:00 | 13987 | ZR13987 |  |  | 174:00 | 14083 | ZR14083 |  |  | 174:00 | 14179 | ZR14179 |  |  | Date | 14282 | ZR14282
|  | 176:00 | 13988 | ZR13988 |  |  | 176:00 | 14084 | ZR14084 |  |  | 176:00 | 14180 | ZR14180 |  |  | Hour | 14283 | ZR14283
|  | 178:00 | 13989 | ZR13989 |  |  | 178:00 | 14085 | ZR14085 |  |  | 178:00 | 14181 | ZR14181 |  |  | Minute | 14284 | ZR14284
|  | 180:00 | 13990 | ZR13990 |  |  | 180:00 | 14086 | ZR14086 |  |  | 180:00 | 14182 | ZR14182 |  |  | Second | 14285 | ZR14285
|  | 182:00 | 13991 | ZR13991 |  |  | 182:00 | 14087 | ZR14087 |  |  | 182:00 | 14183 | ZR14183 |  |  | Day of Week | 14286 | ZR14286
|  | 184:00 | 13992 | ZR13992 |  |  | 184:00 | 14088 | ZR14088 |  |  | 184:00 | 14184 | ZR14184
|  | 186:00 | 13993 | ZR13993 |  |  | 186:00 | 14089 | ZR14089 |  |  | 186:00 | 14185 | ZR14185 |  |  | Graph Up |  | ZR17751
|  | 188:00 | 13994 | ZR13994 |  |  | 188:00 | 14090 | ZR14090 |  |  | 188:00 | 14186 | ZR14186 |  |  | Graph Down |  | ZR17750
|  | 190:00 | 13995 | ZR13995 |  |  | 190:00 | 14091 | ZR14091 |  |  | 190:00 | 14187 | ZR14187
[17 empty] | MaxData1 |  | ZR17752
[17 empty] | DataLocation1 |  | ZR17753
[17 empty] | DataNumber1 |  | ZR17754
[17 empty] | MaxData2 |  | ZR17755
[17 empty] | DataLocation2 |  | ZR17756
[17 empty] | DataNumber2 |  | ZR17757
|  | OLD |  | 1Year_GraphDataTable |  |  | OLD |  | 1Year_GraphDataTable |  |  | OLD |  | 1Year_GraphDataTable |  |  | OLD |  | 1Year_GraphDataTable
|  | Jan. 1 | 14700 | ZR14700 |  |  | Apr. 11 | 14803 | ZR14803 |  |  | Jul. 21 | 14906 | ZR14906 |  |  | Oct. 31 | 15009 | ZR15009
|  | Jan. 2 | 14701 | ZR14701 |  |  | Apr. 12 | 14804 | ZR14804 |  |  | Jul. 22 | 14907 | ZR14907 |  |  | Nov. 1 | 15010 | ZR15010
|  | Jan. 3 | 14702 | ZR14702 |  |  | Apr. 13 | 14805 | ZR14805 |  |  | Jul. 23 | 14908 | ZR14908 |  |  | Nov. 2 | 15011 | ZR15011
|  | Jan. 4 | 14703 | ZR14703 |  |  | Apr. 14 | 14806 | ZR14806 |  |  | Jul. 24 | 14909 | ZR14909 |  |  | Nov. 3 | 15012 | ZR15012
|  | Jan. 5 | 14704 | ZR14704 |  |  | Apr. 15 | 14807 | ZR14807 |  |  | Jul. 25 | 14910 | ZR14910 |  |  | Nov. 4 | 15013 | ZR15013
|  | Jan. 6 | 14705 | ZR14705 |  |  | Apr. 16 | 14808 | ZR14808 |  |  | Jul. 26 | 14911 | ZR14911 |  |  | Nov. 5 | 15014 | ZR15014
|  | Jan. 7 | 14706 | ZR14706 |  |  | Apr. 17 | 14809 | ZR14809 |  |  | Jul. 27 | 14912 | ZR14912 |  |  | Nov. 6 | 15015 | ZR15015
|  | Jan. 8 | 14707 | ZR14707 |  |  | Apr. 18 | 14810 | ZR14810 |  |  | Jul. 28 | 14913 | ZR14913 |  |  | Nov. 7 | 15016 | ZR15016
|  | Jan. 9 | 14708 | ZR14708 |  |  | Apr. 19 | 14811 | ZR14811 |  |  | Jul. 29 | 14914 | ZR14914 |  |  | Nov. 8 | 15017 | ZR15017
|  | Jan. 10 | 14709 | ZR14709 |  |  | Apr. 20 | 14812 | ZR14812 |  |  | Jul. 30 | 14915 | ZR14915 |  |  | Nov. 9 | 15018 | ZR15018
|  | Jan. 11 | 14710 | ZR14710 |  |  | Apr. 21 | 14813 | ZR14813 |  |  | Jul. 31 | 14916 | ZR14916 |  |  | Nov. 10 | 15019 | ZR15019
|  | Jan. 12 | 14711 | ZR14711 |  |  | Apr. 22 | 14814 | ZR14814 |  |  | Aug. 1 | 14917 | ZR14917 |  |  | Nov. 11 | 15020 | ZR15020
|  | Jan. 13 | 14712 | ZR14712 |  |  | Apr. 23 | 14815 | ZR14815 |  |  | Aug. 2 | 14918 | ZR14918 |  |  | Nov. 12 | 15021 | ZR15021
|  | Jan. 14 | 14713 | ZR14713 |  |  | Apr. 24 | 14816 | ZR14816 |  |  | Aug. 3 | 14919 | ZR14919 |  |  | Nov. 13 | 15022 | ZR15022
|  | Jan. 15 | 14714 | ZR14714 |  |  | Apr. 25 | 14817 | ZR14817 |  |  | Aug. 4 | 14920 | ZR14920 |  |  | Nov. 14 | 15023 | ZR15023
|  | Jan. 16 | 14715 | ZR14715 |  |  | Apr. 26 | 14818 | ZR14818 |  |  | Aug. 5 | 14921 | ZR14921 |  |  | Nov. 15 | 15024 | ZR15024
|  | Jan. 17 | 14716 | ZR14716 |  |  | Apr. 27 | 14819 | ZR14819 |  |  | Aug. 6 | 14922 | ZR14922 |  |  | Nov. 16 | 15025 | ZR15025
|  | Jan. 18 | 14717 | ZR14717 |  |  | Apr. 28 | 14820 | ZR14820 |  |  | Aug. 7 | 14923 | ZR14923 |  |  | Nov. 17 | 15026 | ZR15026
|  | Jan. 19 | 14718 | ZR14718 |  |  | Apr. 29 | 14821 | ZR14821 |  |  | Aug. 8 | 14924 | ZR14924 |  |  | Nov. 18 | 15027 | ZR15027
|  | Jan. 20 | 14719 | ZR14719 |  |  | Apr. 30 | 14822 | ZR14822 |  |  | Aug. 9 | 14925 | ZR14925 |  |  | Nov. 19 | 15028 | ZR15028
|  | Jan. 21 | 14720 | ZR14720 |  |  | Not Used | 14823 | ZR14823 |  |  | Aug. 10 | 14926 | ZR14926 |  |  | Nov. 20 | 15029 | ZR15029
|  | Jan. 22 | 14721 | ZR14721 |  |  | May. 1 | 14824 | ZR14824 |  |  | Aug. 11 | 14927 | ZR14927 |  |  | Nov. 21 | 15030 | ZR15030
|  | Jan. 23 | 14722 | ZR14722 |  |  | May. 2 | 14825 | ZR14825 |  |  | Aug. 12 | 14928 | ZR14928 |  |  | Nov. 22 | 15031 | ZR15031
|  | Jan. 24 | 14723 | ZR14723 |  |  | May. 3 | 14826 | ZR14826 |  |  | Aug. 13 | 14929 | ZR14929 |  |  | Nov. 23 | 15032 | ZR15032
|  | Jan. 25 | 14724 | ZR14724 |  |  | May. 4 | 14827 | ZR14827 |  |  | Aug. 14 | 14930 | ZR14930 |  |  | Nov. 24 | 15033 | ZR15033
|  | Jan. 26 | 14725 | ZR14725 |  |  | May. 5 | 14828 | ZR14828 |  |  | Aug. 15 | 14931 | ZR14931 |  |  | Nov. 25 | 15034 | ZR15034
|  | Jan. 27 | 14726 | ZR14726 |  |  | May. 6 | 14829 | ZR14829 |  |  | Aug. 16 | 14932 | ZR14932 |  |  | Nov. 26 | 15035 | ZR15035
|  | Jan. 28 | 14727 | ZR14727 |  |  | May. 7 | 14830 | ZR14830 |  |  | Aug. 17 | 14933 | ZR14933 |  |  | Nov. 27 | 15036 | ZR15036
|  | Jan. 29 | 14728 | ZR14728 |  |  | May. 8 | 14831 | ZR14831 |  |  | Aug. 18 | 14934 | ZR14934 |  |  | Nov. 28 | 15037 | ZR15037
|  | Jan. 30 | 14729 | ZR14729 |  |  | May. 9 | 14832 | ZR14832 |  |  | Aug. 19 | 14935 | ZR14935 |  |  | Nov. 29 | 15038 | ZR15038
|  | Jan. 31 | 14730 | ZR14730 |  |  | May. 10 | 14833 | ZR14833 |  |  | Aug. 20 | 14936 | ZR14936 |  |  | Nov. 30 | 15039 | ZR15039
|  | Feb. 1 | 14731 | ZR14731 |  |  | May. 11 | 14834 | ZR14834 |  |  | Aug. 21 | 14937 | ZR14937 |  |  | Not Used | 15040 | ZR15040
|  | Feb. 2 | 14732 | ZR14732 |  |  | May. 12 | 14835 | ZR14835 |  |  | Aug. 22 | 14938 | ZR14938 |  |  | Dec. 1 | 15041 | ZR15041
|  | Feb. 3 | 14733 | ZR14733 |  |  | May. 13 | 14836 | ZR14836 |  |  | Aug. 23 | 14939 | ZR14939 |  |  | Dec. 2 | 15042 | ZR15042
|  | Feb. 4 | 14734 | ZR14734 |  |  | May. 14 | 14837 | ZR14837 |  |  | Aug. 24 | 14940 | ZR14940 |  |  | Dec. 3 | 15043 | ZR15043
|  | Feb. 5 | 14735 | ZR14735 |  |  | May. 15 | 14838 | ZR14838 |  |  | Aug. 25 | 14941 | ZR14941 |  |  | Dec. 4 | 15044 | ZR15044
|  | Feb. 6 | 14736 | ZR14736 |  |  | May. 16 | 14839 | ZR14839 |  |  | Aug. 26 | 14942 | ZR14942 |  |  | Dec. 5 | 15045 | ZR15045
|  | Feb. 7 | 14737 | ZR14737 |  |  | May. 17 | 14840 | ZR14840 |  |  | Aug. 27 | 14943 | ZR14943 |  |  | Dec. 6 | 15046 | ZR15046
|  | Feb. 8 | 14738 | ZR14738 |  |  | May. 18 | 14841 | ZR14841 |  |  | Aug. 28 | 14944 | ZR14944 |  |  | Dec. 7 | 15047 | ZR15047
|  | Feb. 9 | 14739 | ZR14739 |  |  | May. 19 | 14842 | ZR14842 |  |  | Aug. 29 | 14945 | ZR14945 |  |  | Dec. 8 | 15048 | ZR15048
|  | Feb. 10 | 14740 | ZR14740 |  |  | May. 20 | 14843 | ZR14843 |  |  | Aug. 30 | 14946 | ZR14946 |  |  | Dec. 9 | 15049 | ZR15049
|  | Feb. 11 | 14741 | ZR14741 |  |  | May. 21 | 14844 | ZR14844 |  |  | Aug. 31 | 14947 | ZR14947 |  |  | Dec. 10 | 15050 | ZR15050
|  | Feb. 12 | 14742 | ZR14742 |  |  | May. 22 | 14845 | ZR14845 |  |  | Sep. 1 | 14948 | ZR14948 |  |  | Dec. 11 | 15051 | ZR15051
|  | Feb. 13 | 14743 | ZR14743 |  |  | May. 23 | 14846 | ZR14846 |  |  | Sep. 2 | 14949 | ZR14949 |  |  | Dec. 12 | 15052 | ZR15052
|  | Feb. 14 | 14744 | ZR14744 |  |  | May. 24 | 14847 | ZR14847 |  |  | Sep. 3 | 14950 | ZR14950 |  |  | Dec. 13 | 15053 | ZR15053
|  | Feb. 15 | 14745 | ZR14745 |  |  | May. 25 | 14848 | ZR14848 |  |  | Sep. 4 | 14951 | ZR14951 |  |  | Dec. 14 | 15054 | ZR15054
|  | Feb. 16 | 14746 | ZR14746 |  |  | May. 26 | 14849 | ZR14849 |  |  | Sep. 5 | 14952 | ZR14952 |  |  | Dec. 15 | 15055 | ZR15055
|  | Feb. 17 | 14747 | ZR14747 |  |  | May. 27 | 14850 | ZR14850 |  |  | Sep. 6 | 14953 | ZR14953 |  |  | Dec. 16 | 15056 | ZR15056
|  | Feb. 18 | 14748 | ZR14748 |  |  | May. 28 | 14851 | ZR14851 |  |  | Sep. 7 | 14954 | ZR14954 |  |  | Dec. 17 | 15057 | ZR15057
|  | Feb. 19 | 14749 | ZR14749 |  |  | May. 29 | 14852 | ZR14852 |  |  | Sep. 8 | 14955 | ZR14955 |  |  | Dec. 18 | 15058 | ZR15058
|  | Feb. 20 | 14750 | ZR14750 |  |  | May. 30 | 14853 | ZR14853 |  |  | Sep. 9 | 14956 | ZR14956 |  |  | Dec. 19 | 15059 | ZR15059
|  | Feb. 21 | 14751 | ZR14751 |  |  | May. 31 | 14854 | ZR14854 |  |  | Sep. 10 | 14957 | ZR14957 |  |  | Dec. 20 | 15060 | ZR15060
|  | Feb. 22 | 14752 | ZR14752 |  |  | Jun. 1 | 14855 | ZR14855 |  |  | Sep. 11 | 14958 | ZR14958 |  |  | Dec. 21 | 15061 | ZR15061
|  | Feb. 23 | 14753 | ZR14753 |  |  | Jun. 2 | 14856 | ZR14856 |  |  | Sep. 12 | 14959 | ZR14959 |  |  | Dec. 22 | 15062 | ZR15062
|  | Feb. 24 | 14754 | ZR14754 |  |  | Jun. 3 | 14857 | ZR14857 |  |  | Sep. 13 | 14960 | ZR14960 |  |  | Dec. 23 | 15063 | ZR15063
|  | Feb. 25 | 14755 | ZR14755 |  |  | Jun. 4 | 14858 | ZR14858 |  |  | Sep. 14 | 14961 | ZR14961 |  |  | Dec. 24 | 15064 | ZR15064
|  | Feb. 26 | 14756 | ZR14756 |  |  | Jun. 5 | 14859 | ZR14859 |  |  | Sep. 15 | 14962 | ZR14962 |  |  | Dec. 25 | 15065 | ZR15065
|  | Feb. 27 | 14757 | ZR14757 |  |  | Jun. 6 | 14860 | ZR14860 |  |  | Sep. 16 | 14963 | ZR14963 |  |  | Dec. 26 | 15066 | ZR15066
|  | Feb. 28 | 14758 | ZR14758 |  |  | Jun. 7 | 14861 | ZR14861 |  |  | Sep. 17 | 14964 | ZR14964 |  |  | Dec. 27 | 15067 | ZR15067
|  | Feb. 29 | 14759 | ZR14759 |  |  | Jun. 8 | 14862 | ZR14862 |  |  | Sep. 18 | 14965 | ZR14965 |  |  | Dec. 28 | 15068 | ZR15068
|  | Not Used | 14760 | ZR14760 |  |  | Jun. 9 | 14863 | ZR14863 |  |  | Sep. 19 | 14966 | ZR14966 |  |  | Dec. 29 | 15069 | ZR15069
|  | Not Used | 14761 | ZR14761 |  |  | Jun. 10 | 14864 | ZR14864 |  |  | Sep. 20 | 14967 | ZR14967 |  |  | Dec. 30 | 15070 | ZR15070
|  | Mar. 1 | 14762 | ZR14762 |  |  | Jun. 11 | 14865 | ZR14865 |  |  | Sep. 21 | 14968 | ZR14968 |  |  | Dec. 31 | 15071 | ZR15071
|  | Mar. 2 | 14763 | ZR14763 |  |  | Jun. 12 | 14866 | ZR14866 |  |  | Sep. 22 | 14969 | ZR14969
|  | Mar. 3 | 14764 | ZR14764 |  |  | Jun. 13 | 14867 | ZR14867 |  |  | Sep. 23 | 14970 | ZR14970 |  |  | Year | 15080 | ZR15080
|  | Mar. 4 | 14765 | ZR14765 |  |  | Jun. 14 | 14868 | ZR14868 |  |  | Sep. 24 | 14971 | ZR14971 |  |  | Month | 15081 | ZR15081
|  | Mar. 5 | 14766 | ZR14766 |  |  | Jun. 15 | 14869 | ZR14869 |  |  | Sep. 25 | 14972 | ZR14972 |  |  | Date | 15082 | ZR15082
|  | Mar. 6 | 14767 | ZR14767 |  |  | Jun. 16 | 14870 | ZR14870 |  |  | Sep. 26 | 14973 | ZR14973 |  |  | Hour | 15083 | ZR15083
|  | Mar. 7 | 14768 | ZR14768 |  |  | Jun. 17 | 14871 | ZR14871 |  |  | Sep. 27 | 14974 | ZR14974 |  |  | Minute | 15084 | ZR15084
|  | Mar. 8 | 14769 | ZR14769 |  |  | Jun. 18 | 14872 | ZR14872 |  |  | Sep. 28 | 14975 | ZR14975 |  |  | Second | 15085 | ZR15085
|  | Mar. 9 | 14770 | ZR14770 |  |  | Jun. 19 | 14873 | ZR14873 |  |  | Sep. 29 | 14976 | ZR14976 |  |  | Day of Week | 15086 | ZR15086
|  | Mar. 10 | 14771 | ZR14771 |  |  | Jun. 20 | 14874 | ZR14874 |  |  | Sep. 30 | 14977 | ZR14977
|  | Mar. 11 | 14772 | ZR14772 |  |  | Jun. 21 | 14875 | ZR14875 |  |  | Not Used | 14978 | ZR14978 |  |  | Graph Up |  | ZR17761
|  | Mar. 12 | 14773 | ZR14773 |  |  | Jun. 22 | 14876 | ZR14876 |  |  | Oct. 1 | 14979 | ZR14979 |  |  | Graph Down |  | ZR17760
|  | Mar. 13 | 14774 | ZR14774 |  |  | Jun. 23 | 14877 | ZR14877 |  |  | Oct. 2 | 14980 | ZR14980
|  | Mar. 14 | 14775 | ZR14775 |  |  | Jun. 24 | 14878 | ZR14878 |  |  | Oct. 3 | 14981 | ZR14981 |  |  | MaxData1 |  | ZR17762
|  | Mar. 15 | 14776 | ZR14776 |  |  | Jun. 25 | 14879 | ZR14879 |  |  | Oct. 4 | 14982 | ZR14982 |  |  | DataLocation1 |  | ZR17763
|  | Mar. 16 | 14777 | ZR14777 |  |  | Jun. 26 | 14880 | ZR14880 |  |  | Oct. 5 | 14983 | ZR14983 |  |  | DataNumber1 |  | ZR17764
|  | Mar. 17 | 14778 | ZR14778 |  |  | Jun. 27 | 14881 | ZR14881 |  |  | Oct. 6 | 14984 | ZR14984 |  |  | MaxData2 |  | ZR17765
|  | Mar. 18 | 14779 | ZR14779 |  |  | Jun. 28 | 14882 | ZR14882 |  |  | Oct. 7 | 14985 | ZR14985 |  |  | DataLocation2 |  | ZR17766
|  | Mar. 19 | 14780 | ZR14780 |  |  | Jun. 29 | 14883 | ZR14883 |  |  | Oct. 8 | 14986 | ZR14986 |  |  | DataNumber2 |  | ZR17767
|  | Mar. 20 | 14781 | ZR14781 |  |  | Jun. 30 | 14884 | ZR14884 |  |  | Oct. 9 | 14987 | ZR14987
|  | Mar. 21 | 14782 | ZR14782 |  |  | Not Used | 14885 | ZR14885 |  |  | Oct. 10 | 14988 | ZR14988
|  | Mar. 22 | 14783 | ZR14783 |  |  | Jul. 1 | 14886 | ZR14886 |  |  | Oct. 11 | 14989 | ZR14989
|  | Mar. 23 | 14784 | ZR14784 |  |  | Jul. 2 | 14887 | ZR14887 |  |  | Oct. 12 | 14990 | ZR14990
|  | Mar. 24 | 14785 | ZR14785 |  |  | Jul. 3 | 14888 | ZR14888 |  |  | Oct. 13 | 14991 | ZR14991
|  | Mar. 25 | 14786 | ZR14786 |  |  | Jul. 4 | 14889 | ZR14889 |  |  | Oct. 14 | 14992 | ZR14992
|  | Mar. 26 | 14787 | ZR14787 |  |  | Jul. 5 | 14890 | ZR14890 |  |  | Oct. 15 | 14993 | ZR14993
|  | Mar. 27 | 14788 | ZR14788 |  |  | Jul. 6 | 14891 | ZR14891 |  |  | Oct. 16 | 14994 | ZR14994
|  | Mar. 28 | 14789 | ZR14789 |  |  | Jul. 7 | 14892 | ZR14892 |  |  | Oct. 17 | 14995 | ZR14995
|  | Mar. 29 | 14790 | ZR14790 |  |  | Jul. 8 | 14893 | ZR14893 |  |  | Oct. 18 | 14996 | ZR14996
|  | Mar. 30 | 14791 | ZR14791 |  |  | Jul. 9 | 14894 | ZR14894 |  |  | Oct. 19 | 14997 | ZR14997
|  | Mar. 31 | 14792 | ZR14792 |  |  | Jul. 10 | 14895 | ZR14895 |  |  | Oct. 20 | 14998 | ZR14998
|  | Apr. 1 | 14793 | ZR14793 |  |  | Jul. 11 | 14896 | ZR14896 |  |  | Oct. 21 | 14999 | ZR14999
|  | Apr. 2 | 14794 | ZR14794 |  |  | Jul. 12 | 14897 | ZR14897 |  |  | Oct. 22 | 15000 | ZR15000
|  | Apr. 3 | 14795 | ZR14795 |  |  | Jul. 13 | 14898 | ZR14898 |  |  | Oct. 23 | 15001 | ZR15001
|  | Apr. 4 | 14796 | ZR14796 |  |  | Jul. 14 | 14899 | ZR14899 |  |  | Oct. 24 | 15002 | ZR15002
|  | Apr. 5 | 14797 | ZR14797 |  |  | Jul. 15 | 14900 | ZR14900 |  |  | Oct. 25 | 15003 | ZR15003
|  | Apr. 6 | 14798 | ZR14798 |  |  | Jul. 16 | 14901 | ZR14901 |  |  | Oct. 26 | 15004 | ZR15004
|  | Apr. 7 | 14799 | ZR14799 |  |  | Jul. 17 | 14902 | ZR14902 |  |  | Oct. 27 | 15005 | ZR15005
|  | Apr. 8 | 14800 | ZR14800 |  |  | Jul. 18 | 14903 | ZR14903 |  |  | Oct. 28 | 15006 | ZR15006
|  | Apr. 9 | 14801 | ZR14801 |  |  | Jul. 19 | 14904 | ZR14904 |  |  | Oct. 29 | 15007 | ZR15007
|  | Apr. 10 | 14802 | ZR14802 |  |  | Jul. 20 | 14905 | ZR14905 |  |  | Oct. 30 | 15008 | ZR15008

## AlarmOccurrenceGraph
3. Alarm Occurrence Count Display Device List
| Year | ZR59900
| NOW | CH1 IoAlarmCount_Level1 | NOW | CH2 IoAlarmCount_Level1
| Jan | ZR16000 | Jan | ZR16300
| Feb | ZR16002 | Feb | ZR16302
| Mar | ZR16004 | Mar | ZR16304
| Apr | ZR16006 | Apr | ZR16306
| May | ZR16008 | May | ZR16308
| Jun | ZR16010 | Jun | ZR16310
| Jul | ZR16012 | Jul | ZR16312
| Aug | ZR16014 | Aug | ZR16314
| Sep | ZR16016 | Sep | ZR16316
| Oct | ZR16018 | Oct | ZR16318
| Nov | ZR16020 | Nov | ZR16320
| Dec | ZR16022 | Dec | ZR16322
| Scale Upper | ZR16028 | Scale Upper | ZR16328
| NOW | CH1 IoAlarmCount_Level2 | NOW | CH2 IoAlarmCount_Level2
| Jan | ZR16030 | Jan | ZR16330
| Feb | ZR16032 | Feb | ZR16332
| Mar | ZR16034 | Mar | ZR16334
| Apr | ZR16036 | Apr | ZR16336
| May | ZR16038 | May | ZR16338
| Jun | ZR16040 | Jun | ZR16340
| Jul | ZR16042 | Jul | ZR16342
| Aug | ZR16044 | Aug | ZR16344
| Sep | ZR16046 | Sep | ZR16346
| Oct | ZR16048 | Oct | ZR16348
| Nov | ZR16050 | Nov | ZR16350
| Dec | ZR16052 | Dec | ZR16352
| Scale Upper | ZR16058 | Scale Upper | ZR16358
| NOW | CH1 IorAlarmCount_Level1 | NOW | CH2 IorAlarmCount_Level1
| Jan | ZR16060 | Jan | ZR16360
| Feb | ZR16062 | Feb | ZR16362
| Mar | ZR16064 | Mar | ZR16364
| Apr | ZR16066 | Apr | ZR16366
| May | ZR16068 | May | ZR16368
| Jun | ZR16070 | Jun | ZR16370
| Jul | ZR16072 | Jul | ZR16372
| Aug | ZR16074 | Aug | ZR16374
| Sep | ZR16076 | Sep | ZR16376
| Oct | ZR16078 | Oct | ZR16378
| Nov | ZR16080 | Nov | ZR16380
| Dec | ZR16082 | Dec | ZR16382
| Scale Upper | ZR16088 | Scale Upper | ZR16388
| NOW | CH1 IorAlarmCount_Level2 | NOW | CH2 IorAlarmCount_Level2
| Jan | ZR16090 | Jan | ZR16390
| Feb | ZR16092 | Feb | ZR16392
| Mar | ZR16094 | Mar | ZR16394
| Apr | ZR16096 | Apr | ZR16396
| May | ZR16098 | May | ZR16398
| Jun | ZR16100 | Jun | ZR16400
| Jul | ZR16102 | Jul | ZR16402
| Aug | ZR16104 | Aug | ZR16404
| Sep | ZR16106 | Sep | ZR16406
| Oct | ZR16108 | Oct | ZR16408
| Nov | ZR16110 | Nov | ZR16410
| Dec | ZR16112 | Dec | ZR16412
| Scale Upper | ZR16118 | Scale Upper | ZR16418
| Year | ZR59910
| OLD | CH1 IoAlarmCount_Level1 | OLD | CH2 IoAlarmCount_Level1
| Jan | ZR16120 | Jan | ZR16420
| Feb | ZR16122 | Feb | ZR16422
| Mar | ZR16124 | Mar | ZR16424
| Apr | ZR16126 | Apr | ZR16426
| May | ZR16128 | May | ZR16428
| Jun | ZR16130 | Jun | ZR16430
| Jul | ZR16132 | Jul | ZR16432
| Aug | ZR16134 | Aug | ZR16434
| Sep | ZR16136 | Sep | ZR16436
| Oct | ZR16138 | Oct | ZR16438
| Nov | ZR16140 | Nov | ZR16440
| Dec | ZR16142 | Dec | ZR16442
| OLD | CH1 IoAlarmCount_Level2 | OLD | CH2 IoAlarmCount_Level2
| Jan | ZR16150 | Jan | ZR16450
| Feb | ZR16152 | Feb | ZR16452
| Mar | ZR16154 | Mar | ZR16454
| Apr | ZR16156 | Apr | ZR16456
| May | ZR16158 | May | ZR16458
| Jun | ZR16160 | Jun | ZR16460
| Jul | ZR16162 | Jul | ZR16462
| Aug | ZR16164 | Aug | ZR16464
| Sep | ZR16166 | Sep | ZR16466
| Oct | ZR16168 | Oct | ZR16468
| Nov | ZR16170 | Nov | ZR16470
| Dec | ZR16172 | Dec | ZR16472
| OLD | CH1 IorAlarmCount_Level1 | OLD | CH2 IorAlarmCount_Level1
| Jan | ZR16180 | Jan | ZR16480
| Feb | ZR16182 | Feb | ZR16482
| Mar | ZR16184 | Mar | ZR16484
| Apr | ZR16186 | Apr | ZR16486
| May | ZR16188 | May | ZR16488
| Jun | ZR16190 | Jun | ZR16490
| Jul | ZR16192 | Jul | ZR16492
| Aug | ZR16194 | Aug | ZR16494
| Sep | ZR16196 | Sep | ZR16496
| Oct | ZR16198 | Oct | ZR16498
| Nov | ZR16200 | Nov | ZR16500
| Dec | ZR16202 | Dec | ZR16502
| OLD | CH1 IorAlarmCount_Level2 | OLD | CH2 IorAlarmCount_Level2
| Jan | ZR16210 | Jan | ZR16510
| Feb | ZR16212 | Feb | ZR16512
| Mar | ZR16214 | Mar | ZR16514
| Apr | ZR16216 | Apr | ZR16516
| May | ZR16218 | May | ZR16518
| Jun | ZR16220 | Jun | ZR16520
| Jul | ZR16222 | Jul | ZR16522
| Aug | ZR16224 | Aug | ZR16524
| Sep | ZR16226 | Sep | ZR16526
| Oct | ZR16228 | Oct | ZR16528
| Nov | ZR16230 | Nov | ZR16530
| Dec | ZR16232 | Dec | ZR16532